## Packing List Items
# | Opi No. | Date | Packing List No. | Date | Purchase Order | Vendor | Destination | Shipment No. | Material Description | Package No. | Category | Main Material | Mark No. | Description | Quantity | Pl Quantity | Shortage | Overage | Damage | Incorrect | Accepted | Unit | Weight/Unit | Remark
1 | OPI-TAH-028-018 | 2022-04-29 | SACR-PL-TAH-028-001 | 2020-08-24 | ADSH-P-PO-GE-028 | TAHVIEH IRAN CO. | DDP | 001 |  | 1 | Sub Item | AC-B05-01 | code 001 | Coil Section AH-96 | 1 | 1 |  |  |  |  | 1 | Piece | 800 |  | 54
2 | OPI-TAH-028-018 | 2022-04-29 | SACR-PL-TAH-028-001 | 2020-08-24 | ADSH-P-PO-GE-028 | TAHVIEH IRAN CO. | DDP | 001 |  | 2 | Sub Item | AC-B05-02 | code 001 | Coil Section AH-96 | 1 | 1 |  |  |  |  | 1 | Piece | 800 |  | 54
3 | OPI-TAH-028-018 | 2022-04-29 | SACR-PL-TAH-028-001 | 2020-08-24 | ADSH-P-PO-GE-028 | TAHVIEH IRAN CO. | DDP | 001 |  | 3 | Sub Item | AC-B06-01 | code 003 | Coil Section AH-40 | 1 | 1 |  |  |  |  | 1 | Piece | 550 |  | 54
4 | OPI-TAH-028-018 | 2022-04-29 | SACR-PL-TAH-028-001 | 2020-08-24 | ADSH-P-PO-GE-028 | TAHVIEH IRAN CO. | DDP | 001 |  | 4 | Sub Item | AC-B06-02 | code 003 | Coil Section AH-40 | 1 | 1 |  |  |  |  | 1 | Piece | 550 |  | 54
5 | OPI-TAH-028-018 | 2022-04-29 | SACR-PL-TAH-028-001 | 2020-08-24 | ADSH-P-PO-GE-028 | TAHVIEH IRAN CO. | DDP | 001 |  | 5 | Sub Item | AC-B06-01 | code 003 | Fan Section AH-40 | 1 | 1 |  |  |  |  | 1 | Piece | 500 |  | 54
6 | OPI-TAH-028-018 | 2022-04-29 | SACR-PL-TAH-028-001 | 2020-08-24 | ADSH-P-PO-GE-028 | TAHVIEH IRAN CO. | DDP | 001 |  | 6 | Sub Item | AC-B06-02 | code 003 | Fan Section AH-40 | 1 | 1 |  |  |  |  | 1 | Piece | 500 |  | 54
7 | OPI-TAH-028-018 | 2022-04-29 | SACR-PL-TAH-028-001 | 2020-08-24 | ADSH-P-PO-GE-028 | TAHVIEH IRAN CO. | DDP | 001 |  | 7 | Sub Item | AC-B05-01 | code 001 | Fan Section AH-96 | 1 | 1 |  |  |  |  | 1 | Piece | 800 |  | 54
8 | OPI-TAH-028-018 | 2022-04-29 | SACR-PL-TAH-028-001 | 2020-08-24 | ADSH-P-PO-GE-028 | TAHVIEH IRAN CO. | DDP | 001 |  | 8 | Sub Item | AC-B05-02 | code 001 | Fan Section AH-96 | 1 | 1 |  |  |  |  | 1 | Piece | 800 |  | 54
9 | OPI-TAH-028-019 | 2022-04-29 | SACR-PL-TAH-028-002 | 2020-09-02 | ADSH-P-PO-GE-028 | TAHVIEH IRAN CO. | DDP | 002 |  | 1 | Sub Item | AC-B06-01 | code 003 | BAG FILTER AH-40 | 1 | 1 |  |  |  |  | 1 | Piece | 400 |  | 54
10 | OPI-TAH-028-019 | 2022-04-29 | SACR-PL-TAH-028-002 | 2020-09-02 | ADSH-P-PO-GE-028 | TAHVIEH IRAN CO. | DDP | 002 |  | 1 | Sub Item | AC-B06-01 | code 003 | MIXING BOX AH-40 | 1 | 1 |  |  |  |  | 1 | Piece | 400 |  | 54
11 | OPI-TAH-028-019 | 2022-04-29 | SACR-PL-TAH-028-002 | 2020-09-02 | ADSH-P-PO-GE-028 | TAHVIEH IRAN CO. | DDP | 002 |  | 2 | Sub Item | AC-B06-02 | code 003 | BAG FILTER AH-40 | 1 | 1 |  |  |  |  | 1 | Piece | 400 |  | 54
12 | OPI-TAH-028-019 | 2022-04-29 | SACR-PL-TAH-028-002 | 2020-09-02 | ADSH-P-PO-GE-028 | TAHVIEH IRAN CO. | DDP | 002 |  | 2 | Sub Item | AC-B06-02 | code 003 | MIXING BOX AH-40 | 1 | 1 |  |  |  |  | 1 | Piece | 400 |  | 54
13 | OPI-TAH-028-019 | 2022-04-29 | SACR-PL-TAH-028-002 | 2020-09-02 | ADSH-P-PO-GE-028 | TAHVIEH IRAN CO. | DDP | 002 |  | 3 | Sub Item | AC-B05-01 | code 001 | BAG FILTER AH-96 | 1 | 1 |  |  |  |  | 1 | Piece | 550 |  | 54
14 | OPI-TAH-028-019 | 2022-04-29 | SACR-PL-TAH-028-002 | 2020-09-02 | ADSH-P-PO-GE-028 | TAHVIEH IRAN CO. | DDP | 002 |  | 3 | Sub Item | AC-B05-01 | code 001 | MIXING BOX AH-96 | 1 | 1 |  |  |  |  | 1 | Piece | 550 |  | 54
15 | OPI-TAH-028-019 | 2022-04-29 | SACR-PL-TAH-028-002 | 2020-09-02 | ADSH-P-PO-GE-028 | TAHVIEH IRAN CO. | DDP | 002 |  | 4 | Sub Item | AC-B05-02 | code 001 | BAG FILTER AH-96 | 1 | 1 |  |  |  |  | 1 | Piece | 550 |  | 54
16 | OPI-TAH-028-019 | 2022-04-29 | SACR-PL-TAH-028-002 | 2020-09-02 | ADSH-P-PO-GE-028 | TAHVIEH IRAN CO. | DDP | 002 |  | 4 | Sub Item | AC-B05-02 | code 001 | MIXING BOX AH-96 | 1 | 1 |  |  |  |  | 1 | Piece | 550 |  | 54
17 | OPI-TAH-028-001 | 2021-10-05 | SACR-PL-TAH-028-003 | 2020-09-06 | ADSH-P-PO-GE-028 | TAHVIEH IRAN CO. | DDP | 003 |  | 1 | Sub Item | FAN-B05-01 | - | EXHAUST FAN VIK-60Z4T | 1 | 1 |  |  |  |  | 1 | Piece | 20 |  | 54
18 | OPI-TAH-028-001 | 2021-10-05 | SACR-PL-TAH-028-003 | 2020-09-06 | ADSH-P-PO-GE-028 | TAHVIEH IRAN CO. | DDP | 003 |  | 1 | Sub Item | FAN-B05-02 | - | EXHAUST FAN VIK-60Z4T | 1 | 1 |  |  |  |  | 1 | Piece | 20 |  | 54
19 | OPI-TAH-028-001 | 2021-10-05 | SACR-PL-TAH-028-003 | 2020-09-06 | ADSH-P-PO-GE-028 | TAHVIEH IRAN CO. | DDP | 003 |  | 1 | Sub Item | FAN-B05-04 | - | EXHAUST FAN VIK-50Z4T | 1 | 1 |  |  |  |  | 1 | Piece | 18 |  | 54
20 | OPI-TAH-028-001 | 2021-10-05 | SACR-PL-TAH-028-003 | 2020-09-06 | ADSH-P-PO-GE-028 | TAHVIEH IRAN CO. | DDP | 003 |  | 1 | Sub Item | FAN-B05-05 | - | EXHAUST FAN VIK-45T4T | 1 | 1 |  |  |  |  | 1 | Piece | 12 |  | 54
21 | OPI-TAH-028-001 | 2021-10-05 | SACR-PL-TAH-028-003 | 2020-09-06 | ADSH-P-PO-GE-028 | TAHVIEH IRAN CO. | DDP | 003 |  | 1 | Sub Item | FAN-B25-01 | - | EXHAUST FAN VMA-15C2S | 1 | 1 |  |  |  |  | 1 | Piece | 3 |  | 54
22 | OPI-TAH-028-001 | 2021-10-05 | SACR-PL-TAH-028-003 | 2020-09-06 | ADSH-P-PO-GE-028 | TAHVIEH IRAN CO. | DDP | 003 |  | 1 | Sub Item | FAN-B25-02 | - | EXHAUST FAN VMA-15C2S | 1 | 1 |  |  |  |  | 1 | Piece | 3 |  | 54
23 | OPI-TAH-028-001 | 2021-10-05 | SACR-PL-TAH-028-003 | 2020-09-06 | ADSH-P-PO-GE-028 | TAHVIEH IRAN CO. | DDP | 003 |  | 1 | Sub Item | FAN-B25-03 | - | EXHAUST FAN VMA-20C4S | 1 | 1 |  |  |  |  | 1 | Piece | 4 |  | 54
24 | OPI-TAH-028-001 | 2021-10-05 | SACR-PL-TAH-028-003 | 2020-09-06 | ADSH-P-PO-GE-028 | TAHVIEH IRAN CO. | DDP | 003 |  | 1 | Sub Item | FAN-B06-01 | - | EXHAUST FAN VIK-45T4T | 1 | 1 |  |  |  |  | 1 | Piece | 12 |  | 54
25 | OPI-TAH-028-001 | 2021-10-05 | SACR-PL-TAH-028-003 | 2020-09-06 | ADSH-P-PO-GE-028 | TAHVIEH IRAN CO. | DDP | 003 |  | 1 | Sub Item | FAN-B06-02 | - | EXHAUST FAN VIK-45T4T | 1 | 1 |  |  |  |  | 1 | Piece | 12 |  | 54
26 | OPI-TAH-028-001 | 2021-10-05 | SACR-PL-TAH-028-003 | 2020-09-06 | ADSH-P-PO-GE-028 | TAHVIEH IRAN CO. | DDP | 003 |  | 1 | Sub Item | FAN-B06-04 | - | EXHAUST FAN VIK-45T4T | 1 | 1 |  |  |  |  | 1 | Piece | 12 |  | 54
27 | OPI-TAH-028-001 | 2021-10-05 | SACR-PL-TAH-028-003 | 2020-09-06 | ADSH-P-PO-GE-028 | TAHVIEH IRAN CO. | DDP | 003 |  | 1 | Sub Item | FAN-B06-05 | - | EXHAUST FAN VIK-40T4T | 1 | 1 |  |  |  |  | 1 | Piece | 10 |  | 54
28 | OPI-TAH-028-020 | 2022-04-29 | SACR-PL-TAH-028-004 | 2020-09-15 | ADSH-P-PO-GE-028 | TAHVIEH IRAN CO. | DDP | 4 |  | 1 | Sub Item | AC-B05-11 | Code 002 | Condensing Unit/HAR 5360/2 W Modular/Without Local Panel/SS35 | 1 | 1 |  |  |  |  | 1 | Piece | 3000 |  | 61
29 | OPI-TAH-028-020 | 2022-04-29 | SACR-PL-TAH-028-004 | 2020-09-15 | ADSH-P-PO-GE-028 | TAHVIEH IRAN CO. | DDP | 4 |  | 2 | Sub Item | AC-B05-12 | Code 002 | Condensing Unit/HAR 5360/2 W Modular/Without Local Panel/SS35 | 1 | 1 |  |  |  |  | 1 | Piece | 3000 |  | 61
30 | OPI-TAH-028-002 | 2021-10-05 | SACR-PL-TAH-028-005 | 2020-10-03 | ADSH-P-PO-GE-028 | TAHVIEH IRAN CO. | DDP | 005 |  | 1 | Sub Item | FAN-B05-03A | Exhaust Fan | SI BACK A 506/B T LG90 / SS 35 | 1 | 1 |  |  |  |  | 1 | Piece |  | SS 35 / ELEKTROVENT | 115
31 | OPI-TAH-028-002 | 2021-10-05 | SACR-PL-TAH-028-005 | 2020-10-03 | ADSH-P-PO-GE-028 | TAHVIEH IRAN CO. | DDP | 005 |  | 1 | Sub Item | FAN-B05-03B | Exhaust Fan | SI BACK A 506/B T RD90 / SS 35 | 1 | 1 |  |  |  |  | 1 | Piece |  | SS 35 / ELEKTROVENT | 115
32 | OPI-TAH-028-002 | 2021-10-05 | SACR-PL-TAH-028-005 | 2020-10-03 | ADSH-P-PO-GE-028 | TAHVIEH IRAN CO. | DDP | 005 |  | 1 | Sub Item | FAN-B06-03A | Exhaust Fan | SI BACK A 404/A T LG90 / SS 55 | 1 | 1 |  |  |  |  | 1 | Piece |  | SS 55 / ELEKTROVENT | 115
33 | OPI-TAH-028-002 | 2021-10-05 | SACR-PL-TAH-028-005 | 2020-10-03 | ADSH-P-PO-GE-028 | TAHVIEH IRAN CO. | DDP | 005 |  | 1 | Sub Item | FAN-B06-03B | Exhaust Fan | SI BACK A 404/A T RD90 / SS 55 | 1 | 1 |  |  |  |  | 1 | Piece |  | SS 55 / ELEKTROVENT | 115
271 | OPI-TAH-028-002 | 2021-10-05 | SACR-PL-TAH-028-005 | 2020-10-03 | ADSH-P-PO-GE-028 | TAHVIEH IRAN CO. | DDP | 005 |  | 1 | Sub Item | FAN-B06-03A | INLET PROTECTION GRID | IPG‐SBA 400 RETE PROTEZIONE ASPIRAZIONE | 1 | 1 |  |  |  |  | 1 | Piece |  | SS 55 | 115
272 | OPI-TAH-028-002 | 2021-10-05 | SACR-PL-TAH-028-005 | 2020-10-03 | ADSH-P-PO-GE-028 | TAHVIEH IRAN CO. | DDP | 005 |  | 1 | Sub Item | FAN-B06-03B | INLET PROTECTION GRID | IPG‐SBA 400 RETE PROTEZIONE ASPIRAZIONE | 1 | 1 |  |  |  |  | 1 | Piece |  | SS 55 | 115
273 | OPI-TAH-028-002 | 2021-10-05 | SACR-PL-TAH-028-005 | 2020-10-03 | ADSH-P-PO-GE-028 | TAHVIEH IRAN CO. | DDP | 005 |  | 1 | Sub Item | FAN-B06-03A | OUTLET PROTECTION GRID | OPG‐SBA 400 RETE PROTEZIONE MANDATA | 1 | 1 |  |  |  |  | 1 | Piece |  | SS 55 | 115
274 | OPI-TAH-028-002 | 2021-10-05 | SACR-PL-TAH-028-005 | 2020-10-03 | ADSH-P-PO-GE-028 | TAHVIEH IRAN CO. | DDP | 005 |  | 1 | Sub Item | FAN-B06-03B | OUTLET PROTECTION GRID | OPG‐SBA 400 RETE PROTEZIONE MANDATA | 1 | 1 |  |  |  |  | 1 | Piece |  | SS 55 | 115
275 | OPI-TAH-028-002 | 2021-10-05 | SACR-PL-TAH-028-005 | 2020-10-03 | ADSH-P-PO-GE-028 | TAHVIEH IRAN CO. | DDP | 005 |  | 1 | Sub Item | FAN-B05-03A | INLET PROTECTION GRID | IPG‐SBA 500 RETE PROTEZIONE ASPIRAZIONE | 1 | 1 |  |  |  |  | 1 | Piece |  | SS 35 | 115
276 | OPI-TAH-028-002 | 2021-10-05 | SACR-PL-TAH-028-005 | 2020-10-03 | ADSH-P-PO-GE-028 | TAHVIEH IRAN CO. | DDP | 005 |  | 1 | Sub Item | FAN-B05-03B | INLET PROTECTION GRID | IPG‐SBA 500 RETE PROTEZIONE ASPIRAZIONE | 1 | 1 |  |  |  |  | 1 | Piece |  | SS 35 | 115
277 | OPI-TAH-028-002 | 2021-10-05 | SACR-PL-TAH-028-005 | 2020-10-03 | ADSH-P-PO-GE-028 | TAHVIEH IRAN CO. | DDP | 005 |  | 1 | Sub Item | FAN-B05-03A | OUTLET PROTECTION GRID | OPG‐SBA 500 RETE PROTEZIONE MANDATA | 1 | 1 |  |  |  |  | 1 | Piece |  | SS 35 | 115
278 | OPI-TAH-028-002 | 2021-10-05 | SACR-PL-TAH-028-005 | 2020-10-03 | ADSH-P-PO-GE-028 | TAHVIEH IRAN CO. | DDP | 005 |  | 1 | Sub Item | FAN-B05-03B | OUTLET PROTECTION GRID | OPG‐SBA 500 RETE PROTEZIONE MANDATA | 1 | 1 |  |  |  |  | 1 | Piece |  | SS 35 | 115
279 | OPI-TAH-028-002 | 2021-10-05 | SACR-PL-TAH-028-005 | 2020-10-03 | ADSH-P-PO-GE-028 | TAHVIEH IRAN CO. | DDP | 005 |  | 1 | Sub Item | FAN-B06-03A | INLET COUNTER FLANGE | ICF‐SBA 400 CONTROFLANGIA ASPIRANTE | 1 | 1 |  |  |  |  | 1 | Piece |  | SS 55 | 115
280 | OPI-TAH-028-002 | 2021-10-05 | SACR-PL-TAH-028-005 | 2020-10-03 | ADSH-P-PO-GE-028 | TAHVIEH IRAN CO. | DDP | 005 |  | 1 | Sub Item | FAN-B06-03B | INLET COUNTER FLANGE | ICF‐SBA 400 CONTROFLANGIA ASPIRANTE | 1 | 1 |  |  |  |  | 1 | Piece |  | SS 55 | 115
281 | OPI-TAH-028-002 | 2021-10-05 | SACR-PL-TAH-028-005 | 2020-10-03 | ADSH-P-PO-GE-028 | TAHVIEH IRAN CO. | DDP | 005 |  | 1 | Sub Item | FAN-B05-03A | INLET COUNTER FLANGE | ICF‐SBA 500 CONTROFLANGIA ASPIRANTE | 1 | 1 |  |  |  |  | 1 | Piece |  | SS 35 | 115
282 | OPI-TAH-028-002 | 2021-10-05 | SACR-PL-TAH-028-005 | 2020-10-03 | ADSH-P-PO-GE-028 | TAHVIEH IRAN CO. | DDP | 005 |  | 1 | Sub Item | FAN-B05-03B | INLET COUNTER FLANGE | ICF‐SBA 500 CONTROFLANGIA ASPIRANTE | 1 | 1 |  |  |  |  | 1 | Piece |  | SS 35 | 115
34 | OPI-TAH-028-003 | 2021-10-05 | SACR-PL-TAH-028-006 | 2020-10-04 | ADSH-P-PO-GE-028 | TAHVIEH IRAN CO. | DDP | 006 |  | 1 | Sub Item | S35-HVAC-bulk items | Motorized Damper Actuator | GGA126.1E/12 | 6 | 6 |  |  |  |  | 6 | Piece |  |  | 139
35 | OPI-TAH-028-003 | 2021-10-05 | SACR-PL-TAH-028-006 | 2020-10-04 | ADSH-P-PO-GE-028 | TAHVIEH IRAN CO. | DDP | 006 |  | 1 | Sub Item | S35-HVAC-bulk items | Differential Pressure Switch | QBM81-5 | 4 | 4 |  |  |  |  | 4 | Piece |  |  | 139
36 | OPI-TAH-028-003 | 2021-10-05 | SACR-PL-TAH-028-006 | 2020-10-04 | ADSH-P-PO-GE-028 | TAHVIEH IRAN CO. | DDP | 006 |  | 1 | Sub Item | S35-HVAC-bulk items | Differential Pressure Switch | QBM81-10 | 2 | 2 |  |  |  |  | 2 | Piece |  |  | 139
37 | OPI-TAH-028-003 | 2021-10-05 | SACR-PL-TAH-028-006 | 2020-10-04 | ADSH-P-PO-GE-028 | TAHVIEH IRAN CO. | DDP | 006 |  | 1 | Sub Item | S35-HVAC-bulk items | Temprature & Humidity Sensor | QFM2171 | 2 | 2 |  |  |  |  | 2 | Piece |  |  | 139
38 | OPI-TAH-028-003 | 2021-10-05 | SACR-PL-TAH-028-006 | 2020-10-04 | ADSH-P-PO-GE-028 | TAHVIEH IRAN CO. | DDP | 006 |  | 1 | Sub Item | S35-HVAC-bulk items | Differential Pressure Switch | SW.Ex | 2 | 2 |  |  |  |  | 2 | Piece |  |  | 139
39 | OPI-TAH-028-003 | 2021-10-05 | SACR-PL-TAH-028-006 | 2020-10-04 | ADSH-P-PO-GE-028 | TAHVIEH IRAN CO. | DDP | 006 |  | 1 | Sub Item | S35-HVAC-bulk items | Differential Pressure Switch | IR-Ex-P-0600 | 2 | 2 |  |  |  |  | 2 | Piece |  |  | 139
229 | OPI-TAH-028-003 | 2021-10-05 | SACR-PL-TAH-028-006 | 2020-10-04 | ADSH-P-PO-GE-028 | TAHVIEH IRAN CO. | DDP | 006 |  | 1 | Sub Item | S55-HVAC-bulk items | Motorized Damper Actuator | GGA126.1E/12 | 6 | 6 |  |  |  |  | 6 | Piece |  |  | 139
230 | OPI-TAH-028-003 | 2021-10-05 | SACR-PL-TAH-028-006 | 2020-10-04 | ADSH-P-PO-GE-028 | TAHVIEH IRAN CO. | DDP | 006 |  | 1 | Sub Item | S55-HVAC-bulk items | Differential Pressure Switch | QBM81-5 | 4 | 4 |  |  |  |  | 4 | Piece |  |  | 139
231 | OPI-TAH-028-003 | 2021-10-05 | SACR-PL-TAH-028-006 | 2020-10-04 | ADSH-P-PO-GE-028 | TAHVIEH IRAN CO. | DDP | 006 |  | 1 | Sub Item | S55-HVAC-bulk items | Differential Pressure Switch | QBM81-10 | 2 | 2 |  |  |  |  | 2 | Piece |  |  | 139
232 | OPI-TAH-028-003 | 2021-10-05 | SACR-PL-TAH-028-006 | 2020-10-04 | ADSH-P-PO-GE-028 | TAHVIEH IRAN CO. | DDP | 006 |  | 1 | Sub Item | S55-HVAC-bulk items | Temprature & Humidity Sensor | QFM2171 | 2 | 2 |  |  |  |  | 2 | Piece |  |  | 139
233 | OPI-TAH-028-003 | 2021-10-05 | SACR-PL-TAH-028-006 | 2020-10-04 | ADSH-P-PO-GE-028 | TAHVIEH IRAN CO. | DDP | 006 |  | 1 | Sub Item | S55-HVAC-bulk items | Differential Pressure Switch | SW.Ex | 2 | 2 |  |  |  |  | 2 | Piece |  |  | 139
234 | OPI-TAH-028-003 | 2021-10-05 | SACR-PL-TAH-028-006 | 2020-10-04 | ADSH-P-PO-GE-028 | TAHVIEH IRAN CO. | DDP | 006 |  | 1 | Sub Item | S55-HVAC-bulk items | Differential Pressure Switch | IR-Ex-P-0600 | 2 | 2 |  |  |  |  | 2 | Piece |  |  | 139
40 | OPI-TAH-028-008 | 2021-10-28 | SACR-PL-TAH-028-007 | 2020-10-04 | ADSH-P-PO-GE-028 | TAHVIEH IRAN CO. | DDP | 007 |  | 1 | Commissioning Spare Part | AC-B05-01 | SS35 | Grease | 1 | 1 |  |  |  |  | 1 | Kg |  | Commissioning | 61
41 | OPI-TAH-028-008 | 2021-10-28 | SACR-PL-TAH-028-007 | 2020-10-04 | ADSH-P-PO-GE-028 | TAHVIEH IRAN CO. | DDP | 007 |  | 1 | Commissioning Spare Part | AC-B05-02 | SS35 | Grease | 1 | 1 |  |  |  |  | 1 | Kg |  | Commissioning | 61
42 | OPI-TAH-028-008 | 2021-10-28 | SACR-PL-TAH-028-007 | 2020-10-04 | ADSH-P-PO-GE-028 | TAHVIEH IRAN CO. | DDP | 007 |  | 1 | Commissioning Spare Part | AC-B06-01 | SS55 | Grease | 0.5 | 0.5 |  |  |  |  | 0.5 | Kg |  | Commissioning | 61
43 | OPI-TAH-028-008 | 2021-10-28 | SACR-PL-TAH-028-007 | 2020-10-04 | ADSH-P-PO-GE-028 | TAHVIEH IRAN CO. | DDP | 007 |  | 1 | Commissioning Spare Part | AC-B06-02 | SS55 | Grease | 0.5 | 0.5 |  |  |  |  | 0.5 | Kg |  | Commissioning | 61
44 | OPI-TAH-028-008 | 2021-10-28 | SACR-PL-TAH-028-007 | 2020-10-04 | ADSH-P-PO-GE-028 | TAHVIEH IRAN CO. | DDP | 007 |  | 1 | Commissioning Spare Part | AC-B05-11 | SS35 | Refrigrant Gas R-134A | 390 | 390 |  |  |  |  | 390 | Kg |  | Commissioning | 61
45 | OPI-TAH-028-008 | 2021-10-28 | SACR-PL-TAH-028-007 | 2020-10-04 | ADSH-P-PO-GE-028 | TAHVIEH IRAN CO. | DDP | 007 |  | 1 | Commissioning Spare Part | AC-B05-12 | SS35 | Refrigrant Gas R-134A | 390 | 390 |  |  |  |  | 390 | Kg |  | Commissioning | 61
46 | OPI-TAH-028-008 | 2021-10-28 | SACR-PL-TAH-028-007 | 2020-10-04 | ADSH-P-PO-GE-028 | TAHVIEH IRAN CO. | DDP | 007 |  | 1 | Commissioning Spare Part | AC-B06-11 | SS55 | Refrigrant Gas R-134A | 215.2 | 215.2 |  |  |  |  | 215.2 | Kg |  | Commissioning | 61
47 | OPI-TAH-028-008 | 2021-10-28 | SACR-PL-TAH-028-007 | 2020-10-04 | ADSH-P-PO-GE-028 | TAHVIEH IRAN CO. | DDP | 007 |  | 1 | Commissioning Spare Part | AC-B06-12 | SS55 | Refrigrant Gas R-134A | 215.2 | 215.2 |  |  |  |  | 215.2 | Kg |  | Commissioning | 61
48 | OPI-TAH-028-008 | 2021-10-28 | SACR-PL-TAH-028-007 | 2020-10-04 | ADSH-P-PO-GE-028 | TAHVIEH IRAN CO. | DDP | 007 |  | 1 | Commissioning Spare Part | AC-B05-11 | SS35 | Core Dryer | 4 | 4 |  |  |  |  | 4 | Piece |  | Commissioning | 61
49 | OPI-TAH-028-008 | 2021-10-28 | SACR-PL-TAH-028-007 | 2020-10-04 | ADSH-P-PO-GE-028 | TAHVIEH IRAN CO. | DDP | 007 |  | 1 | Commissioning Spare Part | AC-B05-12 | SS35 | Core Dryer | 4 | 4 |  |  |  |  | 4 | Piece |  | Commissioning | 61
50 | OPI-TAH-028-008 | 2021-10-28 | SACR-PL-TAH-028-007 | 2020-10-04 | ADSH-P-PO-GE-028 | TAHVIEH IRAN CO. | DDP | 007 |  | 1 | Commissioning Spare Part | AC-B06-11 | SS55 | Core Dryer | 2 | 2 |  |  |  |  | 2 | Piece |  | Commissioning | 61
51 | OPI-TAH-028-008 | 2021-10-28 | SACR-PL-TAH-028-007 | 2020-10-04 | ADSH-P-PO-GE-028 | TAHVIEH IRAN CO. | DDP | 007 |  | 1 | Commissioning Spare Part | AC-B06-12 | SS55 | Core Dryer | 2 | 2 |  |  |  |  | 2 | Piece |  | Commissioning | 61
52 | OPI-TAH-028-008 | 2021-10-28 | SACR-PL-TAH-028-007 | 2020-10-04 | ADSH-P-PO-GE-028 | TAHVIEH IRAN CO. | DDP | 007 |  | 2 | Commissioning Spare Part | AC-B05-11 | SS35 | Refrigerant Gas R- 141B | 108 | 108 |  |  |  |  | 108 | Kg |  | Commissioning | 61
53 | OPI-TAH-028-008 | 2021-10-28 | SACR-PL-TAH-028-007 | 2020-10-04 | ADSH-P-PO-GE-028 | TAHVIEH IRAN CO. | DDP | 007 |  | 2 | Commissioning Spare Part | AC-B05-12 | SS35 | Refrigerant Gas R- 141B | 108 | 108 |  |  |  |  | 108 | Kg |  | Commissioning | 61
54 | OPI-TAH-028-008 | 2021-10-28 | SACR-PL-TAH-028-007 | 2020-10-04 | ADSH-P-PO-GE-028 | TAHVIEH IRAN CO. | DDP | 007 |  | 2 | Commissioning Spare Part | AC-B06-11 | SS55 | Refrigerant Gas R- 141B | 28 | 28 |  |  |  |  | 28 | Kg |  | Commissioning | 61
55 | OPI-TAH-028-008 | 2021-10-28 | SACR-PL-TAH-028-007 | 2020-10-04 | ADSH-P-PO-GE-028 | TAHVIEH IRAN CO. | DDP | 007 |  | 2 | Commissioning Spare Part | AC-B06-12 | SS55 | Refrigerant Gas R- 141B | 28 | 28 |  |  |  |  | 28 | Kg |  | Commissioning | 61
56 | OPI-TAH-028-008 | 2021-10-28 | SACR-PL-TAH-028-007 | 2020-10-04 | ADSH-P-PO-GE-028 | TAHVIEH IRAN CO. | DDP | 007 |  | 3 | Commissioning Spare Part | AC-B05-01 | SS35 | Non Woven Filter 40% 24*24*4 | 30 | 30 |  |  |  |  | 30 | Piece |  | Handover | 61
57 | OPI-TAH-028-008 | 2021-10-28 | SACR-PL-TAH-028-007 | 2020-10-04 | ADSH-P-PO-GE-028 | TAHVIEH IRAN CO. | DDP | 007 |  | 3 | Commissioning Spare Part | AC-B05-02 | SS35 | Non Woven Filter 40% 24*24*4 | 30 | 30 |  |  |  |  | 30 | Piece |  | Handover | 61
58 | OPI-TAH-028-008 | 2021-10-28 | SACR-PL-TAH-028-007 | 2020-10-04 | ADSH-P-PO-GE-028 | TAHVIEH IRAN CO. | DDP | 007 |  | 3 | Commissioning Spare Part | AC-B06-01 | SS55 | Non Woven Filter 40% 24*24*4 | 12 | 12 |  |  |  |  | 12 | Piece |  | Handover | 61
59 | OPI-TAH-028-008 | 2021-10-28 | SACR-PL-TAH-028-007 | 2020-10-04 | ADSH-P-PO-GE-028 | TAHVIEH IRAN CO. | DDP | 007 |  | 3 | Commissioning Spare Part | AC-B06-02 | SS55 | Non Woven Filter 40% 24*24*4 | 12 | 12 |  |  |  |  | 12 | Piece |  | Handover | 61
60 | OPI-TAH-028-008 | 2021-10-28 | SACR-PL-TAH-028-007 | 2020-10-04 | ADSH-P-PO-GE-028 | TAHVIEH IRAN CO. | DDP | 007 |  | 3 | Commissioning Spare Part | AC-B05-01 | SS35 | Bag filter 95% 24*24*24 | 30 | 30 |  |  |  |  | 30 | Piece |  | Handover | 61
61 | OPI-TAH-028-008 | 2021-10-28 | SACR-PL-TAH-028-007 | 2020-10-04 | ADSH-P-PO-GE-028 | TAHVIEH IRAN CO. | DDP | 007 |  | 3 | Commissioning Spare Part | AC-B05-02 | SS35 | Bag filter 95% 24*24*24 | 30 | 30 |  |  |  |  | 30 | Piece |  | Handover | 61
62 | OPI-TAH-028-008 | 2021-10-28 | SACR-PL-TAH-028-007 | 2020-10-04 | ADSH-P-PO-GE-028 | TAHVIEH IRAN CO. | DDP | 007 |  | 3 | Commissioning Spare Part | AC-B06-01 | SS55 | Bag filter 95% 24*24*24 | 12 | 12 |  |  |  |  | 12 | Piece |  | Handover | 61
63 | OPI-TAH-028-008 | 2021-10-28 | SACR-PL-TAH-028-007 | 2020-10-04 | ADSH-P-PO-GE-028 | TAHVIEH IRAN CO. | DDP | 007 |  | 3 | Commissioning Spare Part | AC-B06-02 | SS55 | Bag filter 95% 24*24*24 | 12 | 12 |  |  |  |  | 12 | Piece |  | Handover | 61
64 | OPI-TAH-028-008 | 2021-10-28 | SACR-PL-TAH-028-007 | 2020-10-04 | ADSH-P-PO-GE-028 | TAHVIEH IRAN CO. | DDP | 007 |  | 3 | Commissioning Spare Part | AC-B05-01 | SS35 | Expansion Bolt M12*200 | 16 | 16 |  |  |  |  | 16 | Piece |  | Handover | 61
65 | OPI-TAH-028-008 | 2021-10-28 | SACR-PL-TAH-028-007 | 2020-10-04 | ADSH-P-PO-GE-028 | TAHVIEH IRAN CO. | DDP | 007 |  | 3 | Commissioning Spare Part | AC-B05-02 | SS35 | Expansion Bolt M12*200 | 16 | 16 |  |  |  |  | 16 | Piece |  | Handover | 61
66 | OPI-TAH-028-008 | 2021-10-28 | SACR-PL-TAH-028-007 | 2020-10-04 | ADSH-P-PO-GE-028 | TAHVIEH IRAN CO. | DDP | 007 |  | 3 | Commissioning Spare Part | AC-B06-01 | SS55 | Expansion Bolt M12*200 | 16 | 16 |  |  |  |  | 16 | Piece |  | Handover | 61
67 | OPI-TAH-028-008 | 2021-10-28 | SACR-PL-TAH-028-007 | 2020-10-04 | ADSH-P-PO-GE-028 | TAHVIEH IRAN CO. | DDP | 007 |  | 3 | Commissioning Spare Part | AC-B06-02 | SS55 | Expansion Bolt M12*200 | 16 | 16 |  |  |  |  | 16 | Piece |  | Handover | 61
68 | OPI-TAH-028-008 | 2021-10-28 | SACR-PL-TAH-028-007 | 2020-10-04 | ADSH-P-PO-GE-028 | TAHVIEH IRAN CO. | DDP | 007 |  | 3 | Commissioning Spare Part | AC-B05-01 | SS35 | Rubber Isolator Pad 120*75*50 / 14 | 16 | 16 |  |  |  |  | 16 | Piece |  | Handover | 61
69 | OPI-TAH-028-008 | 2021-10-28 | SACR-PL-TAH-028-007 | 2020-10-04 | ADSH-P-PO-GE-028 | TAHVIEH IRAN CO. | DDP | 007 |  | 3 | Commissioning Spare Part | AC-B05-02 | SS35 | Rubber Isolator Pad 120*75*50 / 14 | 16 | 16 |  |  |  |  | 16 | Piece |  | Handover | 61
70 | OPI-TAH-028-008 | 2021-10-28 | SACR-PL-TAH-028-007 | 2020-10-04 | ADSH-P-PO-GE-028 | TAHVIEH IRAN CO. | DDP | 007 |  | 3 | Commissioning Spare Part | AC-B06-01 | SS55 | Rubber Isolator Pad 120*75*50 / 14 | 16 | 16 |  |  |  |  | 16 | Piece |  | Handover | 61
71 | OPI-TAH-028-008 | 2021-10-28 | SACR-PL-TAH-028-007 | 2020-10-04 | ADSH-P-PO-GE-028 | TAHVIEH IRAN CO. | DDP | 007 |  | 3 | Commissioning Spare Part | AC-B06-02 | SS55 | Rubber Isolator Pad 120*75*50 / 14 | 16 | 16 |  |  |  |  | 16 | Piece |  | Handover | 61
72 | OPI-TAH-028-008 | 2021-10-28 | SACR-PL-TAH-028-007 | 2020-10-04 | ADSH-P-PO-GE-028 | TAHVIEH IRAN CO. | DDP | 007 |  | 3 | Commissioning Spare Part | AC-B05-01 | SS35 | Mastic Glue | 6 | 6 |  |  |  | 6 |  | Piece |  | Handover | 61
73 | OPI-TAH-028-008 | 2021-10-28 | SACR-PL-TAH-028-007 | 2020-10-04 | ADSH-P-PO-GE-028 | TAHVIEH IRAN CO. | DDP | 007 |  | 3 | Commissioning Spare Part | AC-B05-02 | SS35 | Mastic Glue | 6 | 6 |  |  |  | 6 |  | Piece |  | Handover | 61
74 | OPI-TAH-028-008 | 2021-10-28 | SACR-PL-TAH-028-007 | 2020-10-04 | ADSH-P-PO-GE-028 | TAHVIEH IRAN CO. | DDP | 007 |  | 3 | Commissioning Spare Part | AC-B06-01 | SS55 | Mastic Glue | 3 | 3 |  |  |  | 3 |  | Piece |  | Handover | 61
75 | OPI-TAH-028-008 | 2021-10-28 | SACR-PL-TAH-028-007 | 2020-10-04 | ADSH-P-PO-GE-028 | TAHVIEH IRAN CO. | DDP | 007 |  | 3 | Commissioning Spare Part | AC-B06-02 | SS55 | Mastic Glue | 3 | 3 |  |  |  | 3 |  | Piece |  | Handover | 61
76 | OPI-TAH-028-008 | 2021-10-28 | SACR-PL-TAH-028-007 | 2020-10-04 | ADSH-P-PO-GE-028 | TAHVIEH IRAN CO. | DDP | 007 |  | 3 | Commissioning Spare Part | AC-B05-11 | SS35 | Bult & Nut M16*100 | 12 | 12 |  |  |  |  | 12 | Piece |  | Handover | 61
77 | OPI-TAH-028-008 | 2021-10-28 | SACR-PL-TAH-028-007 | 2020-10-04 | ADSH-P-PO-GE-028 | TAHVIEH IRAN CO. | DDP | 007 |  | 3 | Commissioning Spare Part | AC-B05-12 | SS35 | Bult & Nut M16*100 | 12 | 12 |  |  |  |  | 12 | Piece |  | Handover | 61
78 | OPI-TAH-028-008 | 2021-10-28 | SACR-PL-TAH-028-007 | 2020-10-04 | ADSH-P-PO-GE-028 | TAHVIEH IRAN CO. | DDP | 007 |  | 3 | Commissioning Spare Part | AC-B06-11 | SS55 | Bult & Nut M16*100 | 6 | 6 |  |  |  |  | 6 | Piece |  | Handover | 61
79 | OPI-TAH-028-008 | 2021-10-28 | SACR-PL-TAH-028-007 | 2020-10-04 | ADSH-P-PO-GE-028 | TAHVIEH IRAN CO. | DDP | 007 |  | 3 | Commissioning Spare Part | AC-B06-12 | SS55 | Bult & Nut M16*100 | 6 | 6 |  |  |  |  | 6 | Piece |  | Handover | 61
80 | OPI-TAH-028-008 | 2021-10-28 | SACR-PL-TAH-028-007 | 2020-10-04 | ADSH-P-PO-GE-028 | TAHVIEH IRAN CO. | DDP | 007 |  | 3 | Commissioning Spare Part | AC-B05-11 | SS35 | Rubber Isolator Pad 120*60*50 / 18 | 12 | 12 |  |  |  |  | 12 | Piece |  | Handover | 61
81 | OPI-TAH-028-008 | 2021-10-28 | SACR-PL-TAH-028-007 | 2020-10-04 | ADSH-P-PO-GE-028 | TAHVIEH IRAN CO. | DDP | 007 |  | 3 | Commissioning Spare Part | AC-B05-12 | SS35 | Rubber Isolator Pad 120*60*50 / 18 | 12 | 12 |  |  |  |  | 12 | Piece |  | Handover | 61
82 | OPI-TAH-028-008 | 2021-10-28 | SACR-PL-TAH-028-007 | 2020-10-04 | ADSH-P-PO-GE-028 | TAHVIEH IRAN CO. | DDP | 007 |  | 3 | Commissioning Spare Part | AC-B06-11 | SS55 | Rubber Isolator Pad 120*60*50 / 18 | 6 | 6 |  |  |  |  | 6 | Piece |  | Handover | 61
83 | OPI-TAH-028-008 | 2021-10-28 | SACR-PL-TAH-028-007 | 2020-10-04 | ADSH-P-PO-GE-028 | TAHVIEH IRAN CO. | DDP | 007 |  | 3 | Commissioning Spare Part | AC-B06-12 | SS55 | Rubber Isolator Pad 120*60*50 / 18 | 6 | 6 |  |  |  |  | 6 | Piece |  | Handover | 61
84 | OPI-TAH-028-008 | 2021-10-28 | SACR-PL-TAH-028-007 | 2020-10-04 | ADSH-P-PO-GE-028 | TAHVIEH IRAN CO. | DDP | 007 |  | 3 | Commissioning Spare Part | AC-B05-11 | SS35 | Expansion valve TERE 19 MW - X9117-B7B | 8 | 8 |  |  |  |  | 8 | Piece |  | Handover | 61
85 | OPI-TAH-028-008 | 2021-10-28 | SACR-PL-TAH-028-007 | 2020-10-04 | ADSH-P-PO-GE-028 | TAHVIEH IRAN CO. | DDP | 007 |  | 3 | Commissioning Spare Part | AC-B05-12 | SS35 | Expansion valve TERE 19 MW - X9117-B7B | 8 | 8 |  |  |  |  | 8 | Piece |  | Handover | 61
86 | OPI-TAH-028-008 | 2021-10-28 | SACR-PL-TAH-028-007 | 2020-10-04 | ADSH-P-PO-GE-028 | TAHVIEH IRAN CO. | DDP | 007 |  | 3 | Commissioning Spare Part | AC-B06-11 | SS55 | Expansion valve TERE 25 MW - X9117 B8B | 4 | 4 |  |  |  |  | 4 | Piece |  | Handover | 61
87 | OPI-TAH-028-008 | 2021-10-28 | SACR-PL-TAH-028-007 | 2020-10-04 | ADSH-P-PO-GE-028 | TAHVIEH IRAN CO. | DDP | 007 |  | 3 | Commissioning Spare Part | AC-B06-12 | SS55 | Expansion valve TERE 25 MW - X9117 B8B | 4 | 4 |  |  |  |  | 4 | Piece |  | Handover | 61
88 | OPI-TAH-028-021 | 2022-04-29 | SACR-PL-TAH-028-008 | 2020-10-07 | ADSH-P-PO-GE-028 | TAHVIEH IRAN CO. | DDP | 008 |  | 1 | Sub Item | AC-B05-11 | code 002 | Condensing Unit/HAR 5360/2 W Modular/With Local Panel/SS35 | 1 | 1 |  |  |  |  | 1 | Piece |  |  | 61
89 | OPI-TAH-028-021 | 2022-04-29 | SACR-PL-TAH-028-008 | 2020-10-07 | ADSH-P-PO-GE-028 | TAHVIEH IRAN CO. | DDP | 008 |  | 2 | Sub Item | AC-B05-12 | code 002 | Condensing Unit/HAR 5360/2 W Modular/With Local Panel/SS35 | 1 | 1 |  |  |  |  | 1 | Piece |  |  | 61
90 | OPI-TAH-028-021 | 2022-04-29 | SACR-PL-TAH-028-008 | 2020-10-07 | ADSH-P-PO-GE-028 | TAHVIEH IRAN CO. | DDP | 008 |  | 3 | Sub Item | AC-B06-11 | code 004 | Condensing Unit/HAR 5360/1 W Modular/With Local Panel/SS55 | 1 | 1 |  |  |  |  | 1 | Piece |  |  | 61
91 | OPI-TAH-028-021 | 2022-04-29 | SACR-PL-TAH-028-008 | 2020-10-07 | ADSH-P-PO-GE-028 | TAHVIEH IRAN CO. | DDP | 008 |  | 4 | Sub Item | AC-B06-12 | code 004 | Condensing Unit/HAR 5360/1 W Modular/With Local Panel/SS55 | 1 | 1 |  |  |  |  | 1 | Piece |  |  | 61
92 | OPI-TAH-028-007 | 2021-10-23 | SACR-PL-TAH-028-009 | 2020-10-10 | ADSH-P-PO-GE-028 | TAHVIEH IRAN CO. | DDP | 009 |  | 1 | Other | RR 001 | SQEC0OD | Return Register 90*50 cm | 1 | 1 |  |  |  |  | 1 | Piece |  |  | 61
93 | OPI-TAH-028-007 | 2021-10-23 | SACR-PL-TAH-028-009 | 2020-10-10 | ADSH-P-PO-GE-028 | TAHVIEH IRAN CO. | DDP | 009 |  | 1 | Other | RR 002 | SQEC0OD | Return Register 90*50 cm | 1 | 1 |  |  |  |  | 1 | Piece |  |  | 61
94 | OPI-TAH-028-007 | 2021-10-23 | SACR-PL-TAH-028-009 | 2020-10-10 | ADSH-P-PO-GE-028 | TAHVIEH IRAN CO. | DDP | 009 |  | 1 | Other | RR 003 | SQEC0OD | Return Register 90*50 cm | 1 | 1 |  |  |  |  | 1 | Piece |  |  | 61
95 | OPI-TAH-028-007 | 2021-10-23 | SACR-PL-TAH-028-009 | 2020-10-10 | ADSH-P-PO-GE-028 | TAHVIEH IRAN CO. | DDP | 009 |  | 1 | Other | RR 004 | SQEC0OD | Return Register 90*50 cm | 1 | 1 |  |  |  |  | 1 | Piece |  |  | 61
96 | OPI-TAH-028-007 | 2021-10-23 | SACR-PL-TAH-028-009 | 2020-10-10 | ADSH-P-PO-GE-028 | TAHVIEH IRAN CO. | DDP | 009 |  | 1 | Other | RR 005 | SQEC0OD | Return Register 90*50 cm | 1 | 1 |  |  |  |  | 1 | Piece |  |  | 61
97 | OPI-TAH-028-007 | 2021-10-23 | SACR-PL-TAH-028-009 | 2020-10-10 | ADSH-P-PO-GE-028 | TAHVIEH IRAN CO. | DDP | 009 |  | 1 | Other | RR 006 | SQEC0OD | Return Register 90*50 cm | 1 | 1 |  |  |  |  | 1 | Piece |  |  | 61
98 | OPI-TAH-028-007 | 2021-10-23 | SACR-PL-TAH-028-009 | 2020-10-10 | ADSH-P-PO-GE-028 | TAHVIEH IRAN CO. | DDP | 009 |  | 1 | Other | RR 007 | SQEC0OD | Return Register 90*50 cm | 1 | 1 |  |  |  |  | 1 | Piece |  |  | 61
99 | OPI-TAH-028-007 | 2021-10-23 | SACR-PL-TAH-028-009 | 2020-10-10 | ADSH-P-PO-GE-028 | TAHVIEH IRAN CO. | DDP | 009 |  | 1 | Other | RR 008 | SQEC0OD | Return Register 90*50 cm | 1 | 1 |  |  |  |  | 1 | Piece |  |  | 61
100 | OPI-TAH-028-007 | 2021-10-23 | SACR-PL-TAH-028-009 | 2020-10-10 | ADSH-P-PO-GE-028 | TAHVIEH IRAN CO. | DDP | 009 |  | 1 | Other | RR 009 | SQEC0OD | Return Register 90*50 cm | 1 | 1 |  |  |  |  | 1 | Piece |  |  | 61
101 | OPI-TAH-028-007 | 2021-10-23 | SACR-PL-TAH-028-009 | 2020-10-10 | ADSH-P-PO-GE-028 | TAHVIEH IRAN CO. | DDP | 009 |  | 1 | Other | RR 010 | SQEC0OD | Return Register 90*50 cm | 1 | 1 |  |  |  |  | 1 | Piece |  |  | 61
102 | OPI-TAH-028-007 | 2021-10-23 | SACR-PL-TAH-028-009 | 2020-10-10 | ADSH-P-PO-GE-028 | TAHVIEH IRAN CO. | DDP | 009 |  | 1 | Other | RR 011 | SQEC0OD | Return Register 90*50 cm | 1 | 1 |  |  |  |  | 1 | Piece |  |  | 61
103 | OPI-TAH-028-007 | 2021-10-23 | SACR-PL-TAH-028-009 | 2020-10-10 | ADSH-P-PO-GE-028 | TAHVIEH IRAN CO. | DDP | 009 |  | 1 | Other | RR 012 | SQEC0OD | Return Register 90*50 cm | 1 | 1 |  |  |  |  | 1 | Piece |  |  | 61
104 | OPI-TAH-028-007 | 2021-10-23 | SACR-PL-TAH-028-009 | 2020-10-10 | ADSH-P-PO-GE-028 | TAHVIEH IRAN CO. | DDP | 009 |  | 1 | Other | RR 001 | SQEC0OD | Return Register 80*40 cm | 1 | 1 | 1 |  |  |  |  | Piece |  |  | 61
105 | OPI-TAH-028-007 | 2021-10-23 | SACR-PL-TAH-028-009 | 2020-10-10 | ADSH-P-PO-GE-028 | TAHVIEH IRAN CO. | DDP | 009 |  | 1 | Other | RR 002 | SQEC0OD | Return Register 80*40 cm | 1 | 1 | 1 |  |  |  |  | Piece |  |  | 61
106 | OPI-TAH-028-007 | 2021-10-23 | SACR-PL-TAH-028-009 | 2020-10-10 | ADSH-P-PO-GE-028 | TAHVIEH IRAN CO. | DDP | 009 |  | 1 | Other | RR 003 | SQEC0OD | Return Register 80*40 cm | 1 | 1 | 1 |  |  |  |  | Piece |  |  | 61
107 | OPI-TAH-028-007 | 2021-10-23 | SACR-PL-TAH-028-009 | 2020-10-10 | ADSH-P-PO-GE-028 | TAHVIEH IRAN CO. | DDP | 009 |  | 1 | Other | RR 004 | SQEC0OD | Return Register 80*40 cm | 1 | 1 | 1 |  |  |  |  | Piece |  |  | 61
108 | OPI-TAH-028-007 | 2021-10-23 | SACR-PL-TAH-028-009 | 2020-10-10 | ADSH-P-PO-GE-028 | TAHVIEH IRAN CO. | DDP | 009 |  | 1 | Other | RR 005 | SQEC0OD | Return Register 80*40 cm | 1 | 1 | 1 |  |  |  |  | Piece |  |  | 61
109 | OPI-TAH-028-007 | 2021-10-23 | SACR-PL-TAH-028-009 | 2020-10-10 | ADSH-P-PO-GE-028 | TAHVIEH IRAN CO. | DDP | 009 |  | 1 | Other | RR 006 | SQEC0OD | Return Register 80*40 cm | 1 | 1 | 1 |  |  |  |  | Piece |  |  | 61
110 | OPI-TAH-028-007 | 2021-10-23 | SACR-PL-TAH-028-009 | 2020-10-10 | ADSH-P-PO-GE-028 | TAHVIEH IRAN CO. | DDP | 009 |  | 2 | Other | SR001 | SQCO4AOD | Supply Register 80*50 cm | 1 | 1 |  |  |  |  | 1 | Piece |  |  | 61
111 | OPI-TAH-028-007 | 2021-10-23 | SACR-PL-TAH-028-009 | 2020-10-10 | ADSH-P-PO-GE-028 | TAHVIEH IRAN CO. | DDP | 009 |  | 2 | Other | SR 002 | SQCO4AOD | Supply Register 80*50 cm | 1 | 1 |  |  |  |  | 1 | Piece |  |  | 61
112 | OPI-TAH-028-007 | 2021-10-23 | SACR-PL-TAH-028-009 | 2020-10-10 | ADSH-P-PO-GE-028 | TAHVIEH IRAN CO. | DDP | 009 |  | 2 | Other | SR 003 | SQCO4AOD | Supply Register 80*50 cm | 1 | 1 |  |  |  |  | 1 | Piece |  |  | 61
113 | OPI-TAH-028-007 | 2021-10-23 | SACR-PL-TAH-028-009 | 2020-10-10 | ADSH-P-PO-GE-028 | TAHVIEH IRAN CO. | DDP | 009 |  | 2 | Other | SR 004 | SQCO4AOD | Supply Register 80*50 cm | 1 | 1 |  |  |  |  | 1 | Piece |  |  | 61
114 | OPI-TAH-028-007 | 2021-10-23 | SACR-PL-TAH-028-009 | 2020-10-10 | ADSH-P-PO-GE-028 | TAHVIEH IRAN CO. | DDP | 009 |  | 2 | Other | SR 005 | SQCO4AOD | Supply Register 80*50 cm | 1 | 1 |  |  |  |  | 1 | Piece |  |  | 61
115 | OPI-TAH-028-007 | 2021-10-23 | SACR-PL-TAH-028-009 | 2020-10-10 | ADSH-P-PO-GE-028 | TAHVIEH IRAN CO. | DDP | 009 |  | 2 | Other | SR 006 | SQCO4AOD | Supply Register 80*50 cm | 1 | 1 |  |  |  |  | 1 | Piece |  |  | 61
116 | OPI-TAH-028-007 | 2021-10-23 | SACR-PL-TAH-028-009 | 2020-10-10 | ADSH-P-PO-GE-028 | TAHVIEH IRAN CO. | DDP | 009 |  | 2 | Other | SR 007 | SQCO4AOD | Supply Register 80*50 cm | 1 | 1 |  |  |  |  | 1 | Piece |  |  | 61
117 | OPI-TAH-028-007 | 2021-10-23 | SACR-PL-TAH-028-009 | 2020-10-10 | ADSH-P-PO-GE-028 | TAHVIEH IRAN CO. | DDP | 009 |  | 2 | Other | SR 008 | SQCO4AOD | Supply Register 80*50 cm | 1 | 1 |  |  |  |  | 1 | Piece |  |  | 61
118 | OPI-TAH-028-007 | 2021-10-23 | SACR-PL-TAH-028-009 | 2020-10-10 | ADSH-P-PO-GE-028 | TAHVIEH IRAN CO. | DDP | 009 |  | 2 | Other | SR 009 | SQCO4AOD | Supply Register 80*50 cm | 1 | 1 |  |  |  |  | 1 | Piece |  |  | 61
119 | OPI-TAH-028-007 | 2021-10-23 | SACR-PL-TAH-028-009 | 2020-10-10 | ADSH-P-PO-GE-028 | TAHVIEH IRAN CO. | DDP | 009 |  | 2 | Other | SR 010 | SQCO4AOD | Supply Register 80*50 cm | 1 | 1 |  |  |  |  | 1 | Piece |  |  | 61
120 | OPI-TAH-028-007 | 2021-10-23 | SACR-PL-TAH-028-009 | 2020-10-10 | ADSH-P-PO-GE-028 | TAHVIEH IRAN CO. | DDP | 009 |  | 2 | Other | SR 011 | SQCO4AOD | Supply Register 80*50 cm | 1 | 1 |  |  |  |  | 1 | Piece |  |  | 61
121 | OPI-TAH-028-007 | 2021-10-23 | SACR-PL-TAH-028-009 | 2020-10-10 | ADSH-P-PO-GE-028 | TAHVIEH IRAN CO. | DDP | 009 |  | 2 | Other | SR 012 | SQCO4AOD | Supply Register 80*50 cm | 1 | 1 |  |  |  |  | 1 | Piece |  |  | 61
122 | OPI-TAH-028-007 | 2021-10-23 | SACR-PL-TAH-028-009 | 2020-10-10 | ADSH-P-PO-GE-028 | TAHVIEH IRAN CO. | DDP | 009 |  | 2 | Other | SR 013 | SQCO4AOD | Supply Register 80*50 cm | 1 | 1 |  |  |  |  | 1 | Piece |  |  | 61
123 | OPI-TAH-028-007 | 2021-10-23 | SACR-PL-TAH-028-009 | 2020-10-10 | ADSH-P-PO-GE-028 | TAHVIEH IRAN CO. | DDP | 009 |  | 2 | Other | SR 014 | SQCO4AOD | Supply Register 80*50 cm | 1 | 1 |  |  |  |  | 1 | Piece |  |  | 61
124 | OPI-TAH-028-007 | 2021-10-23 | SACR-PL-TAH-028-009 | 2020-10-10 | ADSH-P-PO-GE-028 | TAHVIEH IRAN CO. | DDP | 009 |  | 2 | Other | SR 015 | SQCO4AOD | Supply Register 60*40 cm | 1 | 1 |  |  |  |  | 1 | Piece |  |  | 61
125 | OPI-TAH-028-007 | 2021-10-23 | SACR-PL-TAH-028-009 | 2020-10-10 | ADSH-P-PO-GE-028 | TAHVIEH IRAN CO. | DDP | 009 |  | 2 | Other | SR 016 | SQCO4AOD | Supply Register 60*40 cm | 1 | 1 |  |  |  |  | 1 | Piece |  |  | 61
126 | OPI-TAH-028-007 | 2021-10-23 | SACR-PL-TAH-028-009 | 2020-10-10 | ADSH-P-PO-GE-028 | TAHVIEH IRAN CO. | DDP | 009 |  | 2 | Other | SR 017 | SQCO4AOD | Supply Register 60*40 cm | 1 | 1 |  |  |  |  | 1 | Piece |  |  | 61
127 | OPI-TAH-028-007 | 2021-10-23 | SACR-PL-TAH-028-009 | 2020-10-10 | ADSH-P-PO-GE-028 | TAHVIEH IRAN CO. | DDP | 009 |  | 2 | Other | SR 018 | SQCO4AOD | Supply Register 60*40 cm | 1 | 1 |  |  |  |  | 1 | Piece |  |  | 61
128 | OPI-TAH-028-007 | 2021-10-23 | SACR-PL-TAH-028-009 | 2020-10-10 | ADSH-P-PO-GE-028 | TAHVIEH IRAN CO. | DDP | 009 |  | 2 | Other | SR 019 | SQCO4AOD | Supply Register 60*40 cm | 1 | 1 |  |  |  |  | 1 | Piece |  |  | 61
129 | OPI-TAH-028-007 | 2021-10-23 | SACR-PL-TAH-028-009 | 2020-10-10 | ADSH-P-PO-GE-028 | TAHVIEH IRAN CO. | DDP | 009 |  | 2 | Other | SR 020 | SQCO4AOD | Supply Register 120*60 cm | 1 | 1 |  |  |  |  | 1 | Piece |  |  | 61
130 | OPI-TAH-028-007 | 2021-10-23 | SACR-PL-TAH-028-009 | 2020-10-10 | ADSH-P-PO-GE-028 | TAHVIEH IRAN CO. | DDP | 009 |  | 2 | Other | SR 021 | SQCO4AOD | Supply Register 120*60 cm | 1 | 1 |  |  |  |  | 1 | Piece |  |  | 61
131 | OPI-TAH-028-007 | 2021-10-23 | SACR-PL-TAH-028-009 | 2020-10-10 | ADSH-P-PO-GE-028 | TAHVIEH IRAN CO. | DDP | 009 |  | 2 | Other | SR 022 | SQCO4AOD | Supply Register 120*60 cm | 1 | 1 |  |  |  |  | 1 | Piece |  |  | 61
132 | OPI-TAH-028-007 | 2021-10-23 | SACR-PL-TAH-028-009 | 2020-10-10 | ADSH-P-PO-GE-028 | TAHVIEH IRAN CO. | DDP | 009 |  | 2 | Other | SR 023 | SQCO4AOD | Supply Register 120*60 cm | 1 | 1 |  |  |  |  | 1 | Piece |  |  | 61
133 | OPI-TAH-028-007 | 2021-10-23 | SACR-PL-TAH-028-009 | 2020-10-10 | ADSH-P-PO-GE-028 | TAHVIEH IRAN CO. | DDP | 009 |  | 2 | Other | SR 024 | SQCO4AOD | Supply Register 120*60 cm | 1 | 1 |  |  |  |  | 1 | Piece |  |  | 61
134 | OPI-TAH-028-007 | 2021-10-23 | SACR-PL-TAH-028-009 | 2020-10-10 | ADSH-P-PO-GE-028 | TAHVIEH IRAN CO. | DDP | 009 |  | 2 | Other | SR 025 | SQCO4AOD | Supply Register 120*60 cm | 1 | 1 |  |  |  |  | 1 | Piece |  |  | 61
135 | OPI-TAH-028-007 | 2021-10-23 | SACR-PL-TAH-028-009 | 2020-10-10 | ADSH-P-PO-GE-028 | TAHVIEH IRAN CO. | DDP | 009 |  | 2 | Other | SR 026 | SQCO4AOD | Supply Register 120*60 cm | 1 | 1 |  |  |  |  | 1 | Piece |  |  | 61
136 | OPI-TAH-028-007 | 2021-10-23 | SACR-PL-TAH-028-009 | 2020-10-10 | ADSH-P-PO-GE-028 | TAHVIEH IRAN CO. | DDP | 009 |  | 2 | Other | SR 027 | SQCO4AOD | Supply Register 120*60 cm | 1 | 1 |  |  |  |  | 1 | Piece |  |  | 61
137 | OPI-TAH-028-007 | 2021-10-23 | SACR-PL-TAH-028-009 | 2020-10-10 | ADSH-P-PO-GE-028 | TAHVIEH IRAN CO. | DDP | 009 |  | 2 | Other | RR 013 | SQEC0OD | Return Register 100*60 cm | 1 | 1 |  |  |  |  | 1 | Piece |  |  | 61
138 | OPI-TAH-028-007 | 2021-10-23 | SACR-PL-TAH-028-009 | 2020-10-10 | ADSH-P-PO-GE-028 | TAHVIEH IRAN CO. | DDP | 009 |  | 2 | Other | RR 014 | SQEC0OD | Return Register 100*60 cm | 1 | 1 |  |  |  |  | 1 | Piece |  |  | 61
139 | OPI-TAH-028-007 | 2021-10-23 | SACR-PL-TAH-028-009 | 2020-10-10 | ADSH-P-PO-GE-028 | TAHVIEH IRAN CO. | DDP | 009 |  | 2 | Other | RR 015 | SQEC0OD | Return Register 100*60 cm | 1 | 1 |  |  |  |  | 1 | Piece |  |  | 61
140 | OPI-TAH-028-007 | 2021-10-23 | SACR-PL-TAH-028-009 | 2020-10-10 | ADSH-P-PO-GE-028 | TAHVIEH IRAN CO. | DDP | 009 |  | 2 | Other | RR 016 | SQEC0OD | Return Register 100*60 cm | 1 | 1 |  |  |  |  | 1 | Piece |  |  | 61
141 | OPI-TAH-028-007 | 2021-10-23 | SACR-PL-TAH-028-009 | 2020-10-10 | ADSH-P-PO-GE-028 | TAHVIEH IRAN CO. | DDP | 009 |  | 2 | Other | RR 017 | SQEC0OD | Return Register 100*60 cm | 1 | 1 |  |  |  |  | 1 | Piece |  |  | 61
142 | OPI-TAH-028-007 | 2021-10-23 | SACR-PL-TAH-028-009 | 2020-10-10 | ADSH-P-PO-GE-028 | TAHVIEH IRAN CO. | DDP | 009 |  | 2 | Other | RR 018 | SQEC0OD | Return Register 100*60 cm | 1 | 1 |  |  |  |  | 1 | Piece |  |  | 61
143 | OPI-TAH-028-007 | 2021-10-23 | SACR-PL-TAH-028-009 | 2020-10-10 | ADSH-P-PO-GE-028 | TAHVIEH IRAN CO. | DDP | 009 |  | 2 | Other | RR 019 | SQEC0OD | Return Register 100*60 cm | 1 | 1 |  |  |  |  | 1 | Piece |  |  | 61
144 | OPI-TAH-028-007 | 2021-10-23 | SACR-PL-TAH-028-009 | 2020-10-10 | ADSH-P-PO-GE-028 | TAHVIEH IRAN CO. | DDP | 009 |  | 2 | Other | RR 020 | SQEC0OD | Return Register 100*60 cm | 1 | 1 |  |  |  |  | 1 | Piece |  |  | 61
145 | OPI-TAH-028-007 | 2021-10-23 | SACR-PL-TAH-028-009 | 2020-10-10 | ADSH-P-PO-GE-028 | TAHVIEH IRAN CO. | DDP | 009 |  | 2 | Other | RR 021 | SQEC0OD | Return Register 100*60 cm | 1 | 1 |  |  |  |  | 1 | Piece |  |  | 61
146 | OPI-TAH-028-007 | 2021-10-23 | SACR-PL-TAH-028-009 | 2020-10-10 | ADSH-P-PO-GE-028 | TAHVIEH IRAN CO. | DDP | 009 |  | 2 | Other | SR 601 | SQCO4AOD | Supply Register 40*30 cm | 1 | 1 |  |  |  |  | 1 | Piece |  |  | 61
147 | OPI-TAH-028-007 | 2021-10-23 | SACR-PL-TAH-028-009 | 2020-10-10 | ADSH-P-PO-GE-028 | TAHVIEH IRAN CO. | DDP | 009 |  | 2 | Other | SR 602 | SQCO4AOD | Supply Register 40*30 cm | 1 | 1 |  |  |  |  | 1 | Piece |  |  | 61
148 | OPI-TAH-028-007 | 2021-10-23 | SACR-PL-TAH-028-009 | 2020-10-10 | ADSH-P-PO-GE-028 | TAHVIEH IRAN CO. | DDP | 009 |  | 2 | Other | SR 603 | SQCO4AOD | Supply Register 40*30 cm | 1 | 1 |  |  |  |  | 1 | Piece |  |  | 61
149 | OPI-TAH-028-007 | 2021-10-23 | SACR-PL-TAH-028-009 | 2020-10-10 | ADSH-P-PO-GE-028 | TAHVIEH IRAN CO. | DDP | 009 |  | 2 | Other | SR 604 | SQCO4AOD | Supply Register 40*30 cm | 1 | 1 |  |  |  |  | 1 | Piece |  |  | 61
150 | OPI-TAH-028-007 | 2021-10-23 | SACR-PL-TAH-028-009 | 2020-10-10 | ADSH-P-PO-GE-028 | TAHVIEH IRAN CO. | DDP | 009 |  | 2 | Other | SR 605 | SQCO4AOD | Supply Register 40*30 cm | 1 | 1 |  |  |  |  | 1 | Piece |  |  | 61
151 | OPI-TAH-028-007 | 2021-10-23 | SACR-PL-TAH-028-009 | 2020-10-10 | ADSH-P-PO-GE-028 | TAHVIEH IRAN CO. | DDP | 009 |  | 2 | Other | SR 606 | SQCO4AOD | Supply Register 40*30 cm | 1 | 1 |  |  |  |  | 1 | Piece |  |  | 61
152 | OPI-TAH-028-007 | 2021-10-23 | SACR-PL-TAH-028-009 | 2020-10-10 | ADSH-P-PO-GE-028 | TAHVIEH IRAN CO. | DDP | 009 |  | 2 | Other | SR 607 | SQCO4AOD | Supply Register 40*30 cm | 1 | 1 |  |  |  |  | 1 | Piece |  |  | 61
153 | OPI-TAH-028-007 | 2021-10-23 | SACR-PL-TAH-028-009 | 2020-10-10 | ADSH-P-PO-GE-028 | TAHVIEH IRAN CO. | DDP | 009 |  | 2 | Other | SR 608 | SQCO4AOD | Supply Register 40*30 cm | 1 | 1 |  |  |  |  | 1 | Piece |  |  | 61
154 | OPI-TAH-028-007 | 2021-10-23 | SACR-PL-TAH-028-009 | 2020-10-10 | ADSH-P-PO-GE-028 | TAHVIEH IRAN CO. | DDP | 009 |  | 2 | Other | SR 609 | SQCO4AOD | Supply Register 40*30 cm | 1 | 1 |  |  |  |  | 1 | Piece |  |  | 61
155 | OPI-TAH-028-007 | 2021-10-23 | SACR-PL-TAH-028-009 | 2020-10-10 | ADSH-P-PO-GE-028 | TAHVIEH IRAN CO. | DDP | 009 |  | 2 | Other | SR 610 | SQCO4AOD | Supply Register 40*30 cm | 1 | 1 |  |  |  |  | 1 | Piece |  |  | 61
156 | OPI-TAH-028-007 | 2021-10-23 | SACR-PL-TAH-028-009 | 2020-10-10 | ADSH-P-PO-GE-028 | TAHVIEH IRAN CO. | DDP | 009 |  | 2 | Other | SR 611 | SQCO4AOD | Supply Register 40*30 cm | 1 | 1 |  |  |  |  | 1 | Piece |  |  | 61
157 | OPI-TAH-028-007 | 2021-10-23 | SACR-PL-TAH-028-009 | 2020-10-10 | ADSH-P-PO-GE-028 | TAHVIEH IRAN CO. | DDP | 009 |  | 2 | Other | SR 612 | SQCO4AOD | Supply Register 40*30 cm | 1 | 1 |  |  |  |  | 1 | Piece |  |  | 61
158 | OPI-TAH-028-007 | 2021-10-23 | SACR-PL-TAH-028-009 | 2020-10-10 | ADSH-P-PO-GE-028 | TAHVIEH IRAN CO. | DDP | 009 |  | 2 | Other | SR 613 | SQCO4AOD | Supply Register 40*30 cm | 1 | 1 |  |  |  |  | 1 | Piece |  |  | 61
159 | OPI-TAH-028-007 | 2021-10-23 | SACR-PL-TAH-028-009 | 2020-10-10 | ADSH-P-PO-GE-028 | TAHVIEH IRAN CO. | DDP | 009 |  | 2 | Other | SR 614 | SQCO4AOD | Supply Register 40*30 cm | 1 | 1 |  |  |  |  | 1 | Piece |  |  | 61
160 | OPI-TAH-028-007 | 2021-10-23 | SACR-PL-TAH-028-009 | 2020-10-10 | ADSH-P-PO-GE-028 | TAHVIEH IRAN CO. | DDP | 009 |  | 2 | Other | SR 615 | SQCO4AOD | Supply Register 40*30 cm | 1 | 1 |  |  |  |  | 1 | Piece |  |  | 61
161 | OPI-TAH-028-007 | 2021-10-23 | SACR-PL-TAH-028-009 | 2020-10-10 | ADSH-P-PO-GE-028 | TAHVIEH IRAN CO. | DDP | 009 |  | 2 | Other | SR 616 | SQCO4AOD | Supply Register 40*30 cm | 1 | 1 |  |  |  |  | 1 | Piece |  |  | 61
162 | OPI-TAH-028-007 | 2021-10-23 | SACR-PL-TAH-028-009 | 2020-10-10 | ADSH-P-PO-GE-028 | TAHVIEH IRAN CO. | DDP | 009 |  | 2 | Other | SR 617 | SQCO4AOD | Supply Register 50*40 cm | 1 | 1 |  |  |  |  | 1 | Piece |  |  | 61
163 | OPI-TAH-028-007 | 2021-10-23 | SACR-PL-TAH-028-009 | 2020-10-10 | ADSH-P-PO-GE-028 | TAHVIEH IRAN CO. | DDP | 009 |  | 2 | Other | SR 618 | SQCO4AOD | Supply Register 50*40 cm | 1 | 1 |  |  |  |  | 1 | Piece |  |  | 61
164 | OPI-TAH-028-007 | 2021-10-23 | SACR-PL-TAH-028-009 | 2020-10-10 | ADSH-P-PO-GE-028 | TAHVIEH IRAN CO. | DDP | 009 |  | 2 | Other | SR 619 | SQCO4AOD | Supply Register 50*30 cm | 1 | 1 |  |  |  |  | 1 | Piece |  |  | 61
165 | OPI-TAH-028-007 | 2021-10-23 | SACR-PL-TAH-028-009 | 2020-10-10 | ADSH-P-PO-GE-028 | TAHVIEH IRAN CO. | DDP | 009 |  | 2 | Other | SR 620 | SQCO4AOD | Supply Register 50*30 cm | 1 | 1 |  |  |  |  | 1 | Piece |  |  | 61
166 | OPI-TAH-028-007 | 2021-10-23 | SACR-PL-TAH-028-009 | 2020-10-10 | ADSH-P-PO-GE-028 | TAHVIEH IRAN CO. | DDP | 009 |  | 2 | Other | SR 621 | SQCO4AOD | Supply Register 50*30 cm | 1 | 1 |  |  |  |  | 1 | Piece |  |  | 61
167 | OPI-TAH-028-007 | 2021-10-23 | SACR-PL-TAH-028-009 | 2020-10-10 | ADSH-P-PO-GE-028 | TAHVIEH IRAN CO. | DDP | 009 |  | 2 | Other | SR 622 | SQCO4AOD | Supply Register 50*30 cm | 1 | 1 |  |  |  |  | 1 | Piece |  |  | 61
168 | OPI-TAH-028-007 | 2021-10-23 | SACR-PL-TAH-028-009 | 2020-10-10 | ADSH-P-PO-GE-028 | TAHVIEH IRAN CO. | DDP | 009 |  | 2 | Other | SR 623 | SQCO4AOD | Supply Register 50*30 cm | 1 | 1 |  |  |  |  | 1 | Piece |  |  | 61
169 | OPI-TAH-028-007 | 2021-10-23 | SACR-PL-TAH-028-009 | 2020-10-10 | ADSH-P-PO-GE-028 | TAHVIEH IRAN CO. | DDP | 009 |  | 2 | Other | SR 624 | SQCO4AOD | Supply Register 50*30 cm | 1 | 1 |  |  |  |  | 1 | Piece |  |  | 61
170 | OPI-TAH-028-007 | 2021-10-23 | SACR-PL-TAH-028-009 | 2020-10-10 | ADSH-P-PO-GE-028 | TAHVIEH IRAN CO. | DDP | 009 |  | 2 | Other | SR 625 | SQCO4AOD | Supply Register 50*30 cm | 1 | 1 |  |  |  |  | 1 | Piece |  |  | 61
171 | OPI-TAH-028-007 | 2021-10-23 | SACR-PL-TAH-028-009 | 2020-10-10 | ADSH-P-PO-GE-028 | TAHVIEH IRAN CO. | DDP | 009 |  | 2 | Other | SR 626 | SQCO4AOD | Supply Register 50*30 cm | 1 | 1 |  |  |  |  | 1 | Piece |  |  | 61
172 | OPI-TAH-028-007 | 2021-10-23 | SACR-PL-TAH-028-009 | 2020-10-10 | ADSH-P-PO-GE-028 | TAHVIEH IRAN CO. | DDP | 009 |  | 2 | Other | SR 627 | SQCO4AOD | Supply Register 50*30 cm | 1 | 1 |  |  |  |  | 1 | Piece |  |  | 61
173 | OPI-TAH-028-007 | 2021-10-23 | SACR-PL-TAH-028-009 | 2020-10-10 | ADSH-P-PO-GE-028 | TAHVIEH IRAN CO. | DDP | 009 |  | 2 | Other | SR 628 | SQCO4AOD | Supply Register 50*30 cm | 1 | 1 |  |  |  |  | 1 | Piece |  |  | 61
174 | OPI-TAH-028-007 | 2021-10-23 | SACR-PL-TAH-028-009 | 2020-10-10 | ADSH-P-PO-GE-028 | TAHVIEH IRAN CO. | DDP | 009 |  | 2 | Other | SR 629 | SQCO4AOD | Supply Register 40*30 cm | 1 | 1 |  |  |  |  | 1 | Piece |  |  | 61
175 | OPI-TAH-028-007 | 2021-10-23 | SACR-PL-TAH-028-009 | 2020-10-10 | ADSH-P-PO-GE-028 | TAHVIEH IRAN CO. | DDP | 009 |  | 2 | Other | RR 607 | SQEC0OD | Return Register 80*40 cm | 1 | 1 |  |  |  |  | 1 | Piece |  |  | 61
176 | OPI-TAH-028-007 | 2021-10-23 | SACR-PL-TAH-028-009 | 2020-10-10 | ADSH-P-PO-GE-028 | TAHVIEH IRAN CO. | DDP | 009 |  | 2 | Other | RR 608 | SQEC0OD | Return Register 80*40 cm | 1 | 1 |  |  |  |  | 1 | Piece |  |  | 61
177 | OPI-TAH-028-007 | 2021-10-23 | SACR-PL-TAH-028-009 | 2020-10-10 | ADSH-P-PO-GE-028 | TAHVIEH IRAN CO. | DDP | 009 |  | 3 | Other | EG 001 | SQEC0OD | Exhaust Grille 50*30 cm | 1 | 1 |  |  |  |  | 1 | Piece |  |  | 61
178 | OPI-TAH-028-007 | 2021-10-23 | SACR-PL-TAH-028-009 | 2020-10-10 | ADSH-P-PO-GE-028 | TAHVIEH IRAN CO. | DDP | 009 |  | 3 | Other | EG 002 | SQEC0OD | Exhaust Grille 50*30 cm | 1 | 1 |  |  |  |  | 1 | Piece |  |  | 61
179 | OPI-TAH-028-007 | 2021-10-23 | SACR-PL-TAH-028-009 | 2020-10-10 | ADSH-P-PO-GE-028 | TAHVIEH IRAN CO. | DDP | 009 |  | 3 | Other | EG 003 | SQEC0OD | Exhaust Grille 50*30 cm | 1 | 1 |  |  |  |  | 1 | Piece |  |  | 61
180 | OPI-TAH-028-007 | 2021-10-23 | SACR-PL-TAH-028-009 | 2020-10-10 | ADSH-P-PO-GE-028 | TAHVIEH IRAN CO. | DDP | 009 |  | 3 | Other | RR 609 | SQEC0OD | Return Register 50*40 cm | 1 | 1 |  |  |  |  | 1 | Piece |  |  | 61
181 | OPI-TAH-028-007 | 2021-10-23 | SACR-PL-TAH-028-009 | 2020-10-10 | ADSH-P-PO-GE-028 | TAHVIEH IRAN CO. | DDP | 009 |  | 3 | Other | RR 610 | SQEC0OD | Return Register 50*40 cm | 1 | 1 |  |  |  |  | 1 | Piece |  |  | 61
182 | OPI-TAH-028-007 | 2021-10-23 | SACR-PL-TAH-028-009 | 2020-10-10 | ADSH-P-PO-GE-028 | TAHVIEH IRAN CO. | DDP | 009 |  | 3 | Other | RR 611 | SQEC0OD | Return Register 50*40 cm | 1 | 1 |  |  |  |  | 1 | Piece |  |  | 61
183 | OPI-TAH-028-007 | 2021-10-23 | SACR-PL-TAH-028-009 | 2020-10-10 | ADSH-P-PO-GE-028 | TAHVIEH IRAN CO. | DDP | 009 |  | 3 | Other | RR 612 | SQEC0OD | Return Register 50*40 cm | 1 | 1 |  |  |  |  | 1 | Piece |  |  | 61
184 | OPI-TAH-028-007 | 2021-10-23 | SACR-PL-TAH-028-009 | 2020-10-10 | ADSH-P-PO-GE-028 | TAHVIEH IRAN CO. | DDP | 009 |  | 3 | Other | RR 613 | SQEC0OD | Return Register 50*40 cm | 1 | 1 |  |  |  |  | 1 | Piece |  |  | 61
185 | OPI-TAH-028-007 | 2021-10-23 | SACR-PL-TAH-028-009 | 2020-10-10 | ADSH-P-PO-GE-028 | TAHVIEH IRAN CO. | DDP | 009 |  | 3 | Other | RR 614 | SQEC0OD | Return Register 50*40 cm | 1 | 1 |  |  |  |  | 1 | Piece |  |  | 61
186 | OPI-TAH-028-007 | 2021-10-23 | SACR-PL-TAH-028-009 | 2020-10-10 | ADSH-P-PO-GE-028 | TAHVIEH IRAN CO. | DDP | 009 |  | 3 | Other | EG 001 | SQEC0OD | Exhaust Grille 50*40 cm | 1 | 1 | 1 |  |  |  |  | Piece |  |  | 61
187 | OPI-TAH-028-007 | 2021-10-23 | SACR-PL-TAH-028-009 | 2020-10-10 | ADSH-P-PO-GE-028 | TAHVIEH IRAN CO. | DDP | 009 |  | 3 | Other | EG 002 | SQEC0OD | Exhaust Grille 50*40 cm | 1 | 1 | 1 |  |  |  |  | Piece |  |  | 61
188 | OPI-TAH-028-007 | 2021-10-23 | SACR-PL-TAH-028-009 | 2020-10-10 | ADSH-P-PO-GE-028 | TAHVIEH IRAN CO. | DDP | 009 |  | 3 | Other | VD-001 | MASQODTV | Volume Damper 180*80 cm | 1 | 1 |  |  |  |  | 1 | Piece |  |  | 61
189 | OPI-TAH-028-007 | 2021-10-23 | SACR-PL-TAH-028-009 | 2020-10-10 | ADSH-P-PO-GE-028 | TAHVIEH IRAN CO. | DDP | 009 |  | 3 | Other | VD-002 | MASQODTV | Volume Damper 180*80 cm | 1 | 1 |  |  |  |  | 1 | Piece |  |  | 61
190 | OPI-TAH-028-007 | 2021-10-23 | SACR-PL-TAH-028-009 | 2020-10-10 | ADSH-P-PO-GE-028 | TAHVIEH IRAN CO. | DDP | 009 |  | 3 | Other | VD-003 | MASQODTV | Volume Damper 70*50 cm | 1 | 1 |  |  |  |  | 1 | Piece |  |  | 61
191 | OPI-TAH-028-007 | 2021-10-23 | SACR-PL-TAH-028-009 | 2020-10-10 | ADSH-P-PO-GE-028 | TAHVIEH IRAN CO. | DDP | 009 |  | 3 | Other | VD-005 | MASQODTV | Volume Damper 70*50 cm | 1 | 1 |  |  |  |  | 1 | Piece |  |  | 61
192 | OPI-TAH-028-007 | 2021-10-23 | SACR-PL-TAH-028-009 | 2020-10-10 | ADSH-P-PO-GE-028 | TAHVIEH IRAN CO. | DDP | 009 |  | 3 | Other | VD-006 | MASQODTV | Volume Damper 90*30 cm | 1 | 1 |  |  |  |  | 1 | Piece |  |  | 61
193 | OPI-TAH-028-007 | 2021-10-23 | SACR-PL-TAH-028-009 | 2020-10-10 | ADSH-P-PO-GE-028 | TAHVIEH IRAN CO. | DDP | 009 |  | 3 | Other | VD-007 | MASQODTV | Volume Damper 75*30 cm | 1 | 1 |  |  |  |  | 1 | Piece |  |  | 61
194 | OPI-TAH-028-007 | 2021-10-23 | SACR-PL-TAH-028-009 | 2020-10-10 | ADSH-P-PO-GE-028 | TAHVIEH IRAN CO. | DDP | 009 |  | 3 | Other | VD-008 | MASQODTV | Volume Damper 50*50 cm | 1 | 1 |  |  |  |  | 1 | Piece |  |  | 61
195 | OPI-TAH-028-007 | 2021-10-23 | SACR-PL-TAH-028-009 | 2020-10-10 | ADSH-P-PO-GE-028 | TAHVIEH IRAN CO. | DDP | 009 |  | 3 | Other | VD-009 | MASQODTV | Volume Damper 70*50 cm | 1 | 1 |  |  |  |  | 1 | Piece |  |  | 61
196 | OPI-TAH-028-007 | 2021-10-23 | SACR-PL-TAH-028-009 | 2020-10-10 | ADSH-P-PO-GE-028 | TAHVIEH IRAN CO. | DDP | 009 |  | 3 | Other | VD-010 | MASQODTV | Volume Damper 160*60 cm | 1 | 1 |  |  |  |  | 1 | Piece |  |  | 61
197 | OPI-TAH-028-007 | 2021-10-23 | SACR-PL-TAH-028-009 | 2020-10-10 | ADSH-P-PO-GE-028 | TAHVIEH IRAN CO. | DDP | 009 |  | 3 | Other | VD-011 | MASQODTV | Volume Damper 140*70 cm | 1 | 1 |  |  |  |  | 1 | Piece |  |  | 61
198 | OPI-TAH-028-007 | 2021-10-23 | SACR-PL-TAH-028-009 | 2020-10-10 | ADSH-P-PO-GE-028 | TAHVIEH IRAN CO. | DDP | 009 |  | 3 | Other | VD-601 | MASQODTV | Volume Damper 50*30 cm | 1 | 1 |  |  |  |  | 1 | Piece |  |  | 61
199 | OPI-TAH-028-007 | 2021-10-23 | SACR-PL-TAH-028-009 | 2020-10-10 | ADSH-P-PO-GE-028 | TAHVIEH IRAN CO. | DDP | 009 |  | 3 | Other | VD-602 | MASQODTV | Volume Damper 50*40 cm | 1 | 1 |  |  |  |  | 1 | Piece |  |  | 61
200 | OPI-TAH-028-007 | 2021-10-23 | SACR-PL-TAH-028-009 | 2020-10-10 | ADSH-P-PO-GE-028 | TAHVIEH IRAN CO. | DDP | 009 |  | 3 | Other | BDD-1 | SQBD | Back Draft Damper 70*70 cm | 1 | 1 |  |  |  |  | 1 | Piece |  |  | 61
201 | OPI-TAH-028-007 | 2021-10-23 | SACR-PL-TAH-028-009 | 2020-10-10 | ADSH-P-PO-GE-028 | TAHVIEH IRAN CO. | DDP | 009 |  | 3 | Other | BDD-2 | SQBD | Back Draft Damper 70*70 cm | 1 | 1 |  |  |  |  | 1 | Piece |  |  | 61
202 | OPI-TAH-028-007 | 2021-10-23 | SACR-PL-TAH-028-009 | 2020-10-10 | ADSH-P-PO-GE-028 | TAHVIEH IRAN CO. | DDP | 009 |  | 3 | Other | STL-502 | STLI | Sand Trap Louver 180*45 cm | 1 | 1 |  |  |  |  | 1 | Piece |  |  | 61
203 | OPI-TAH-028-007 | 2021-10-23 | SACR-PL-TAH-028-009 | 2020-10-10 | ADSH-P-PO-GE-028 | TAHVIEH IRAN CO. | DDP | 009 |  | 3 | Other | STL-503 | STLI | Sand Trap Louver 180*45 cm | 1 | 1 |  |  |  |  | 1 | Piece |  |  | 61
204 | OPI-TAH-028-007 | 2021-10-23 | SACR-PL-TAH-028-009 | 2020-10-10 | ADSH-P-PO-GE-028 | TAHVIEH IRAN CO. | DDP | 009 |  | 3 | Other | STL-504 | STLI | Sand Trap Louver 75*60 cm | 1 | 1 |  |  |  |  | 1 | Piece |  |  | 61
205 | OPI-TAH-028-007 | 2021-10-23 | SACR-PL-TAH-028-009 | 2020-10-10 | ADSH-P-PO-GE-028 | TAHVIEH IRAN CO. | DDP | 009 |  | 3 | Other | STL-505 | STLI | Sand Trap Louver 120*90 cm | 1 | 1 |  |  |  |  | 1 | Piece |  |  | 61
206 | OPI-TAH-028-007 | 2021-10-23 | SACR-PL-TAH-028-009 | 2020-10-10 | ADSH-P-PO-GE-028 | TAHVIEH IRAN CO. | DDP | 009 |  | 3 | Other | STL-602 | STLI | Sand Trap Louver 70*40 cm | 1 | 1 |  |  |  |  | 1 | Piece |  |  | 61
207 | OPI-TAH-028-007 | 2021-10-23 | SACR-PL-TAH-028-009 | 2020-10-10 | ADSH-P-PO-GE-028 | TAHVIEH IRAN CO. | DDP | 009 |  | 3 | Other | STL-603 | STLI | Sand Trap Louver 70*40 cm | 1 | 1 |  |  |  |  | 1 | Piece |  |  | 61
208 | OPI-TAH-028-007 | 2021-10-23 | SACR-PL-TAH-028-009 | 2020-10-10 | ADSH-P-PO-GE-028 | TAHVIEH IRAN CO. | DDP | 009 |  | 3 | Other | ACD-501 | ACDR-G | Access Door 50*40 cm | 1 | 1 |  |  |  |  | 1 | Piece |  |  | 61
209 | OPI-TAH-028-007 | 2021-10-23 | SACR-PL-TAH-028-009 | 2020-10-10 | ADSH-P-PO-GE-028 | TAHVIEH IRAN CO. | DDP | 009 |  | 3 | Other | ACD-502 | ACDR-G | Access Door 50*40 cm | 1 | 1 |  |  |  |  | 1 | Piece |  |  | 61
210 | OPI-TAH-028-007 | 2021-10-23 | SACR-PL-TAH-028-009 | 2020-10-10 | ADSH-P-PO-GE-028 | TAHVIEH IRAN CO. | DDP | 009 |  | 3 | Other | ACD-503 | ACDR-G | Access Door 50*40 cm | 1 | 1 |  |  |  |  | 1 | Piece |  |  | 61
211 | OPI-TAH-028-007 | 2021-10-23 | SACR-PL-TAH-028-009 | 2020-10-10 | ADSH-P-PO-GE-028 | TAHVIEH IRAN CO. | DDP | 009 |  | 3 | Other | ACD-504 | ACDR-G | Access Door 50*40 cm | 1 | 1 |  |  |  |  | 1 | Piece |  |  | 61
212 | OPI-TAH-028-007 | 2021-10-23 | SACR-PL-TAH-028-009 | 2020-10-10 | ADSH-P-PO-GE-028 | TAHVIEH IRAN CO. | DDP | 009 |  | 3 | Other | ACD-505 | ACDR-G | Access Door 50*40 cm | 1 | 1 |  |  |  |  | 1 | Piece |  |  | 61
213 | OPI-TAH-028-007 | 2021-10-23 | SACR-PL-TAH-028-009 | 2020-10-10 | ADSH-P-PO-GE-028 | TAHVIEH IRAN CO. | DDP | 009 |  | 3 | Other | ACD-506 | ACDR-G | Access Door 50*40 cm | 1 | 1 |  |  |  |  | 1 | Piece |  |  | 61
214 | OPI-TAH-028-007 | 2021-10-23 | SACR-PL-TAH-028-009 | 2020-10-10 | ADSH-P-PO-GE-028 | TAHVIEH IRAN CO. | DDP | 009 |  | 3 | Other | ACD-507 | ACDR-G | Access Door 50*40 cm | 1 | 1 |  |  |  |  | 1 | Piece |  |  | 61
215 | OPI-TAH-028-007 | 2021-10-23 | SACR-PL-TAH-028-009 | 2020-10-10 | ADSH-P-PO-GE-028 | TAHVIEH IRAN CO. | DDP | 009 |  | 3 | Other | ACD-508 | ACDR-G | Access Door 50*40 cm | 1 | 1 |  |  |  |  | 1 | Piece |  |  | 61
216 | OPI-TAH-028-007 | 2021-10-23 | SACR-PL-TAH-028-009 | 2020-10-10 | ADSH-P-PO-GE-028 | TAHVIEH IRAN CO. | DDP | 009 |  | 3 | Other | ACD-509 | ACDR-G | Access Door 50*40 cm | 1 | 1 |  |  |  |  | 1 | Piece |  |  | 61
217 | OPI-TAH-028-007 | 2021-10-23 | SACR-PL-TAH-028-009 | 2020-10-10 | ADSH-P-PO-GE-028 | TAHVIEH IRAN CO. | DDP | 009 |  | 3 | Other | ACD-510 | ACDR-G | Access Door 50*40 cm | 1 | 1 |  |  |  |  | 1 | Piece |  |  | 61
218 | OPI-TAH-028-007 | 2021-10-23 | SACR-PL-TAH-028-009 | 2020-10-10 | ADSH-P-PO-GE-028 | TAHVIEH IRAN CO. | DDP | 009 |  | 3 | Other | ACD-511 | ACDR-G | Access Door 50*40 cm | 1 | 1 |  |  |  |  | 1 | Piece |  |  | 61
219 | OPI-TAH-028-007 | 2021-10-23 | SACR-PL-TAH-028-009 | 2020-10-10 | ADSH-P-PO-GE-028 | TAHVIEH IRAN CO. | DDP | 009 |  | 3 | Other | ACD-601 | ACDR-G | Access Door 50*40 cm | 1 | 1 |  |  |  |  | 1 | Piece |  |  | 61
220 | OPI-TAH-028-007 | 2021-10-23 | SACR-PL-TAH-028-009 | 2020-10-10 | ADSH-P-PO-GE-028 | TAHVIEH IRAN CO. | DDP | 009 |  | 3 | Other | ACD-602 | ACDR-G | Access Door 50*40 cm | 1 | 1 |  |  |  |  | 1 | Piece |  |  | 61
221 | OPI-TAH-028-007 | 2021-10-23 | SACR-PL-TAH-028-009 | 2020-10-10 | ADSH-P-PO-GE-028 | TAHVIEH IRAN CO. | DDP | 009 |  | 3 | Other | ACD-603 | ACDR-G | Access Door 50*40 cm | 1 | 1 |  |  |  |  | 1 | Piece |  |  | 61
222 | OPI-TAH-028-007 | 2021-10-23 | SACR-PL-TAH-028-009 | 2020-10-10 | ADSH-P-PO-GE-028 | TAHVIEH IRAN CO. | DDP | 009 |  | 3 | Other | ACD-604 | ACDR-G | Access Door 50*40 cm | 1 | 1 |  |  |  |  | 1 | Piece |  |  | 61
223 | OPI-TAH-028-007 | 2021-10-23 | SACR-PL-TAH-028-009 | 2020-10-10 | ADSH-P-PO-GE-028 | TAHVIEH IRAN CO. | DDP | 009 |  | 3 | Other | ACD-605 | ACDR-G | Access Door 50*40 cm | 1 | 1 |  |  |  |  | 1 | Piece |  |  | 61
224 | OPI-TAH-028-007 | 2021-10-23 | SACR-PL-TAH-028-009 | 2020-10-10 | ADSH-P-PO-GE-028 | TAHVIEH IRAN CO. | DDP | 009 |  | 3 | Other | ACD-606 | ACDR-G | Access Door 50*40 cm | 1 | 1 |  |  |  |  | 1 | Piece |  |  | 61
225 | OPI-TAH-028-007 | 2021-10-23 | SACR-PL-TAH-028-009 | 2020-10-10 | ADSH-P-PO-GE-028 | TAHVIEH IRAN CO. | DDP | 009 |  | 3 | Other | ACD-607 | ACDR-G | Access Door 50*40 cm | 1 | 1 |  |  |  |  | 1 | Piece |  |  | 61
226 | OPI-TAH-028-007 | 2021-10-23 | SACR-PL-TAH-028-009 | 2020-10-10 | ADSH-P-PO-GE-028 | TAHVIEH IRAN CO. | DDP | 009 |  | 3 | Other | ACD-608 | ACDR-G | Access Door 50*40 cm | 1 | 1 |  |  |  |  | 1 | Piece |  |  | 61
227 | OPI-TAH-028-007 | 2021-10-23 | SACR-PL-TAH-028-009 | 2020-10-10 | ADSH-P-PO-GE-028 | TAHVIEH IRAN CO. | DDP | 009 |  | 4 | Other | STL-501 | STLI | Sand Trap Louver 345*50 cm | 1 | 1 |  |  |  |  | 1 | Piece |  |  | 61
228 | OPI-TAH-028-007 | 2021-10-23 | SACR-PL-TAH-028-009 | 2020-10-10 | ADSH-P-PO-GE-028 | TAHVIEH IRAN CO. | DDP | 009 |  | 5 | Other | STL-601 | STLI | Sand Trap Louver 300*50 cm | 1 | 1 |  |  |  |  | 1 | Piece |  |  | 61
391 | OPI-TAH-028-007 | 2021-10-23 | SACR-PL-TAH-028-009 | 2021-10-23 | ADSH-P-PO-GE-028 | TAHVIEH IRAN CO. | DDP | 009 |  | 3 | Other | EG 601 | SQEC0OD | Exhaust Grille 50*40 cm |  |  |  | 1 |  |  | 1 | Piece | Advise Vendor of Overage/Shortage |  | 61
392 | OPI-TAH-028-007 | 2021-10-23 | SACR-PL-TAH-028-009 | 2021-10-23 | ADSH-P-PO-GE-028 | TAHVIEH IRAN CO. | DDP | 009 |  | 3 | Other | EG 602 | SQEC0OD | Exhaust Grille 50*40 cm |  |  |  | 1 |  |  | 1 | Piece | Advise Vendor of Overage/Shortage |  | 61
393 | OPI-TAH-028-007 | 2021-10-23 | SACR-PL-TAH-028-009 | 2021-10-23 | ADSH-P-PO-GE-028 | TAHVIEH IRAN CO. | DDP | 009 |  | 3 | Other | RR 601 | SQEC0OD | Return Register 80*40 cm |  |  |  | 1 |  |  | 1 | Piece | Advise Vendor of Overage/Shortage |  | 61
394 | OPI-TAH-028-007 | 2021-10-23 | SACR-PL-TAH-028-009 | 2021-10-23 | ADSH-P-PO-GE-028 | TAHVIEH IRAN CO. | DDP | 009 |  | 3 | Other | RR 604 | SQEC0OD | Return Register 80*40 cm |  |  |  | 1 |  |  | 1 | Piece | Advise Vendor of Overage/Shortage |  | 61
395 | OPI-TAH-028-007 | 2021-10-23 | SACR-PL-TAH-028-009 | 2021-10-23 | ADSH-P-PO-GE-028 | TAHVIEH IRAN CO. | DDP | 009 |  | 3 | Other | RR 602 | SQEC0OD | Return Register 80*40 cm |  |  |  | 1 |  |  | 1 | Piece | Advise Vendor of Overage/Shortage |  | 61
396 | OPI-TAH-028-007 | 2021-10-23 | SACR-PL-TAH-028-009 | 2021-10-23 | ADSH-P-PO-GE-028 | TAHVIEH IRAN CO. | DDP | 009 |  | 3 | Other | RR 603 | SQEC0OD | Return Register 80*40 cm |  |  |  | 1 |  |  | 1 | Piece | Advise Vendor of Overage/Shortage |  | 61
397 | OPI-TAH-028-007 | 2021-10-23 | SACR-PL-TAH-028-009 | 2021-10-23 | ADSH-P-PO-GE-028 | TAHVIEH IRAN CO. | DDP | 009 |  | 3 | Other | RR 605 | SQEC0OD | Return Register 80*40 cm |  |  |  | 1 |  |  | 1 | Piece | Advise Vendor of Overage/Shortage |  | 61
398 | OPI-TAH-028-007 | 2021-10-23 | SACR-PL-TAH-028-009 | 2021-10-23 | ADSH-P-PO-GE-028 | TAHVIEH IRAN CO. | DDP | 009 |  | 3 | Other | RR 606 | SQEC0OD | Return Register 80*40 cm |  |  |  | 1 |  |  | 1 | Piece | Advise Vendor of Overage/Shortage |  | 61
235 | OPI-TAH-028-006 | 2021-10-23 | SACR-PL-TAH-028-010 | 2020-11-02 | ADSH-P-PO-GE-028 | TAHVIEH IRAN CO. | DDP | 010 |  | 1 | Sub Item | FAN-B05-03A | SS35 | BOLT M8*70 mm | 4 | 4 |  |  |  |  | 4 | Piece |  | Exhaust Fan Handover | 115
236 | OPI-TAH-028-006 | 2021-10-23 | SACR-PL-TAH-028-010 | 2020-11-02 | ADSH-P-PO-GE-028 | TAHVIEH IRAN CO. | DDP | 010 |  | 1 | Sub Item | FAN-B05-03B | SS35 | BOLT M8*70 mm | 4 | 4 |  |  |  |  | 4 | Piece |  | Exhaust Fan Handover | 115
237 | OPI-TAH-028-006 | 2021-10-23 | SACR-PL-TAH-028-010 | 2020-11-02 | ADSH-P-PO-GE-028 | TAHVIEH IRAN CO. | DDP | 010 |  | 1 | Sub Item | FAN-B06-03A | SS55 | BOLT M8*70 mm | 4 | 4 |  |  |  |  | 4 | Piece |  | Exhaust Fan Handover | 115
238 | OPI-TAH-028-006 | 2021-10-23 | SACR-PL-TAH-028-010 | 2020-11-02 | ADSH-P-PO-GE-028 | TAHVIEH IRAN CO. | DDP | 010 |  | 1 | Sub Item | FAN-B06-03B | SS55 | BOLT M8*70 mm | 4 | 4 |  |  |  |  | 4 | Piece |  | Exhaust Fan Handover | 115
239 | OPI-TAH-028-006 | 2021-10-23 | SACR-PL-TAH-028-010 | 2020-11-02 | ADSH-P-PO-GE-028 | TAHVIEH IRAN CO. | DDP | 010 |  | 1 | Sub Item | FAN-B05-03A | SS35 | Nut M8 | 4 | 4 |  |  |  |  | 4 | Piece |  | Exhaust Fan Handover | 115
240 | OPI-TAH-028-006 | 2021-10-23 | SACR-PL-TAH-028-010 | 2020-11-02 | ADSH-P-PO-GE-028 | TAHVIEH IRAN CO. | DDP | 010 |  | 1 | Sub Item | FAN-B05-03B | SS35 | Nut M8 | 4 | 4 |  |  |  |  | 4 | Piece |  | Exhaust Fan Handover | 115
241 | OPI-TAH-028-006 | 2021-10-23 | SACR-PL-TAH-028-010 | 2020-11-02 | ADSH-P-PO-GE-028 | TAHVIEH IRAN CO. | DDP | 010 |  | 1 | Sub Item | FAN-B06-03A | SS55 | Nut M8 | 4 | 4 |  |  |  |  | 4 | Piece |  | Exhaust Fan Handover | 115
242 | OPI-TAH-028-006 | 2021-10-23 | SACR-PL-TAH-028-010 | 2020-11-02 | ADSH-P-PO-GE-028 | TAHVIEH IRAN CO. | DDP | 010 |  | 1 | Sub Item | FAN-B06-03B | SS55 | Nut M8 | 4 | 4 |  |  |  |  | 4 | Piece |  | Exhaust Fan Handover | 115
243 | OPI-TAH-028-006 | 2021-10-23 | SACR-PL-TAH-028-010 | 2020-11-02 | ADSH-P-PO-GE-028 | TAHVIEH IRAN CO. | DDP | 010 |  | 1 | Sub Item | FAN-B05-03A | SS35 | Flat washer M8 | 4 | 4 |  |  |  |  | 4 | Piece |  | Exhaust Fan Handover | 115
244 | OPI-TAH-028-006 | 2021-10-23 | SACR-PL-TAH-028-010 | 2020-11-02 | ADSH-P-PO-GE-028 | TAHVIEH IRAN CO. | DDP | 010 |  | 1 | Sub Item | FAN-B05-03B | SS35 | Flat washer M8 | 4 | 4 |  |  |  |  | 4 | Piece |  | Exhaust Fan Handover | 115
245 | OPI-TAH-028-006 | 2021-10-23 | SACR-PL-TAH-028-010 | 2020-11-02 | ADSH-P-PO-GE-028 | TAHVIEH IRAN CO. | DDP | 010 |  | 1 | Sub Item | FAN-B06-03A | SS55 | Flat washer M8 | 4 | 4 |  |  |  |  | 4 | Piece |  | Exhaust Fan Handover | 115
246 | OPI-TAH-028-006 | 2021-10-23 | SACR-PL-TAH-028-010 | 2020-11-02 | ADSH-P-PO-GE-028 | TAHVIEH IRAN CO. | DDP | 010 |  | 1 | Sub Item | FAN-B06-03B | SS55 | Flat washer M8 | 4 | 4 |  |  |  |  | 4 | Piece |  | Exhaust Fan Handover | 115
247 | OPI-TAH-028-006 | 2021-10-23 | SACR-PL-TAH-028-010 | 2020-11-02 | ADSH-P-PO-GE-028 | TAHVIEH IRAN CO. | DDP | 010 |  | 1 | Sub Item | FAN-B05-03A | SS35 | Spring washer M8 | 4 | 4 |  |  |  |  | 4 | Piece |  | Exhaust Fan Handover | 115
248 | OPI-TAH-028-006 | 2021-10-23 | SACR-PL-TAH-028-010 | 2020-11-02 | ADSH-P-PO-GE-028 | TAHVIEH IRAN CO. | DDP | 010 |  | 1 | Sub Item | FAN-B05-03B | SS35 | Spring washer M8 | 4 | 4 |  |  |  |  | 4 | Piece |  | Exhaust Fan Handover | 115
249 | OPI-TAH-028-006 | 2021-10-23 | SACR-PL-TAH-028-010 | 2020-11-02 | ADSH-P-PO-GE-028 | TAHVIEH IRAN CO. | DDP | 010 |  | 1 | Sub Item | FAN-B06-03A | SS55 | Spring washer M8 | 4 | 4 |  |  |  |  | 4 | Piece |  | Exhaust Fan Handover | 115
250 | OPI-TAH-028-006 | 2021-10-23 | SACR-PL-TAH-028-010 | 2020-11-02 | ADSH-P-PO-GE-028 | TAHVIEH IRAN CO. | DDP | 010 |  | 1 | Sub Item | FAN-B06-03B | SS55 | Spring washer M8 | 4 | 4 |  |  |  |  | 4 | Piece |  | Exhaust Fan Handover | 115
251 | OPI-TAH-028-006 | 2021-10-23 | SACR-PL-TAH-028-010 | 2020-11-02 | ADSH-P-PO-GE-028 | TAHVIEH IRAN CO. | DDP | 010 |  | 1 | Sub Item | FAN-B05-03A | SS35 | Rubber Isolator pad 80*50*30 mm / Ø10 | 4 | 4 |  |  |  |  | 4 | Piece |  | Exhaust Fan Handover | 115
252 | OPI-TAH-028-006 | 2021-10-23 | SACR-PL-TAH-028-010 | 2020-11-02 | ADSH-P-PO-GE-028 | TAHVIEH IRAN CO. | DDP | 010 |  | 1 | Sub Item | FAN-B05-03B | SS35 | Rubber Isolator pad 80*50*30 mm / Ø10 | 4 | 4 |  |  |  |  | 4 | Piece |  | Exhaust Fan Handover | 115
253 | OPI-TAH-028-006 | 2021-10-23 | SACR-PL-TAH-028-010 | 2020-11-02 | ADSH-P-PO-GE-028 | TAHVIEH IRAN CO. | DDP | 010 |  | 1 | Sub Item | FAN-B06-03A | SS55 | Rubber Isolator pad 80*50*30 mm / Ø10 | 4 | 4 |  |  |  |  | 4 | Piece |  | Exhaust Fan Handover | 115
254 | OPI-TAH-028-006 | 2021-10-23 | SACR-PL-TAH-028-010 | 2020-11-02 | ADSH-P-PO-GE-028 | TAHVIEH IRAN CO. | DDP | 010 |  | 1 | Sub Item | FAN-B06-03B | SS55 | Rubber Isolator pad 80*50*30 mm / Ø10 | 4 | 4 |  |  |  |  | 4 | Piece |  | Exhaust Fan Handover | 115
255 | OPI-TAH-028-006 | 2021-10-23 | SACR-PL-TAH-028-010 | 2020-11-02 | ADSH-P-PO-GE-028 | TAHVIEH IRAN CO. | DDP | 010 |  | 1 | Sub Item | AC-B05-01 | SS35 | Allen Head Screw M10*100 mm GL | 12 | 12 |  |  |  |  | 12 | Piece |  | Handover | 115
256 | OPI-TAH-028-006 | 2021-10-23 | SACR-PL-TAH-028-010 | 2020-11-02 | ADSH-P-PO-GE-028 | TAHVIEH IRAN CO. | DDP | 010 |  | 1 | Sub Item | AC-B05-02 | SS35 | Allen Head Screw M10*100 mm GL | 12 | 12 |  |  |  |  | 12 | Piece |  | Handover | 115
257 | OPI-TAH-028-006 | 2021-10-23 | SACR-PL-TAH-028-010 | 2020-11-02 | ADSH-P-PO-GE-028 | TAHVIEH IRAN CO. | DDP | 010 |  | 1 | Sub Item | AC-B06-01 | SS55 | Allen Head Screw M10*100 mm GL | 8 | 8 |  |  |  |  | 8 | Piece |  | Handover | 115
258 | OPI-TAH-028-006 | 2021-10-23 | SACR-PL-TAH-028-010 | 2020-11-02 | ADSH-P-PO-GE-028 | TAHVIEH IRAN CO. | DDP | 010 |  | 1 | Sub Item | AC-B06-02 | SS55 | Allen Head Screw M10*100 mm GL | 8 | 8 |  |  |  |  | 8 | Piece |  | Handover | 115
259 | OPI-TAH-028-009 | 2021-10-28 | SACR-PL-TAH-028-011 | 2020-11-17 | ADSH-P-PO-GE-028 | TAHVIEH IRAN CO. | DDP | 011 |  | 1 | Sub Item | MFD-528 | Motorized Fire Damper | 600*600*300 mm | 1 | 1 |  |  |  |  | 1 | Piece |  | MFD-007 | 115
260 | OPI-TAH-028-009 | 2021-10-28 | SACR-PL-TAH-028-011 | 2020-11-17 | ADSH-P-PO-GE-028 | TAHVIEH IRAN CO. | DDP | 011 |  | 1 | Sub Item | MFD-529 | Motorized Fire Damper | 400*400*300 mm | 1 | 1 |  |  |  |  | 1 | Piece |  | MFD-008 | 115
261 | OPI-TAH-028-009 | 2021-10-28 | SACR-PL-TAH-028-011 | 2020-11-17 | ADSH-P-PO-GE-028 | TAHVIEH IRAN CO. | DDP | 011 |  | 1 | Sub Item | MFD-530 | Motorized Fire Damper | 400*400*300 mm | 1 | 1 |  |  |  |  | 1 | Piece |  | MFD-009 | 115
262 | OPI-TAH-028-009 | 2021-10-28 | SACR-PL-TAH-028-011 | 2020-11-17 | ADSH-P-PO-GE-028 | TAHVIEH IRAN CO. | DDP | 011 |  | 1 | Sub Item | MFD-610 | Motorized Fire Damper | 400*400*300 mm | 1 | 1 |  |  |  |  | 1 | Piece |  | MFD-021 | 115
263 | OPI-TAH-028-009 | 2021-10-28 | SACR-PL-TAH-028-011 | 2020-11-17 | ADSH-P-PO-GE-028 | TAHVIEH IRAN CO. | DDP | 011 |  | 1 | Sub Item | MFD-611 | Motorized Fire Damper | 400*400*300 mm | 1 | 1 |  |  |  |  | 1 | Piece |  | MFD-022 | 115
264 | OPI-TAH-028-009 | 2021-10-28 | SACR-PL-TAH-028-011 | 2020-11-17 | ADSH-P-PO-GE-028 | TAHVIEH IRAN CO. | DDP | 011 |  | 1 | Sub Item | MFD-612 | Motorized Fire Damper | 700*400*300 mm | 1 | 1 |  |  |  |  | 1 | Piece |  | MFD-023 | 115
265 | OPI-TAH-028-009 | 2021-10-28 | SACR-PL-TAH-028-011 | 2020-11-17 | ADSH-P-PO-GE-028 | TAHVIEH IRAN CO. | DDP | 011 |  | 1 | Sub Item | MFD-613 | Motorized Fire Damper | 700*400*300 mm | 1 | 1 |  |  |  |  | 1 | Piece |  | MFD-024 | 115
266 | OPI-TAH-028-009 | 2021-10-28 | SACR-PL-TAH-028-011 | 2020-11-17 | ADSH-P-PO-GE-028 | TAHVIEH IRAN CO. | DDP | 011 |  | 1 | Sub Item | MGD-501 | Motorized Gas Damper | 3450*500*300 mm | 1 | 1 |  |  |  |  | 1 | Piece |  | FGD-001 | 115
267 | OPI-TAH-028-009 | 2021-10-28 | SACR-PL-TAH-028-011 | 2020-11-17 | ADSH-P-PO-GE-028 | TAHVIEH IRAN CO. | DDP | 011 |  | 1 | Sub Item | MGD-601 | Motorized Gas Damper | 3000*500*300 mm | 1 | 1 |  |  |  |  | 1 | Piece |  | FGD-002 | 115
268 | OPI-TAH-028-009 | 2021-10-28 | SACR-PL-TAH-028-011 | 2020-11-17 | ADSH-P-PO-GE-028 | TAHVIEH IRAN CO. | DDP | 011 |  | 2 | Sub Item | MFD-603 | Motorized Fire Damper | 950*500*300 mm | 1 | 1 |  |  |  |  | 1 | Piece |  | MFD-014 | 115
269 | OPI-TAH-028-009 | 2021-10-28 | SACR-PL-TAH-028-011 | 2020-11-17 | ADSH-P-PO-GE-028 | TAHVIEH IRAN CO. | DDP | 011 |  | 2 | Sub Item | MFD-604 | Motorized Fire Damper | 1000*600*300 mm | 1 | 1 |  |  |  |  | 1 | Piece |  | MFD-015 | 115
270 | OPI-TAH-028-009 | 2021-10-28 | SACR-PL-TAH-028-011 | 2020-11-17 | ADSH-P-PO-GE-028 | TAHVIEH IRAN CO. | DDP | 011 |  | 2 | Sub Item | MFD-605 | Motorized Fire Damper | 900*400*300 mm | 1 | 1 |  |  |  |  | 1 | Piece |  | MFD-016 | 115
283 | OPI-TAH-028-009 | 2021-10-28 | SACR-PL-TAH-028-011 | 2020-11-17 | ADSH-P-PO-GE-028 | TAHVIEH IRAN CO. | DDP | 011 |  | 2 | Sub Item | MFD-606 | Motorized Fire Damper | 1000*600*300 mm | 1 | 1 |  |  |  |  | 1 | Piece |  | MFD-017 | 115
284 | OPI-TAH-028-009 | 2021-10-28 | SACR-PL-TAH-028-011 | 2020-11-17 | ADSH-P-PO-GE-028 | TAHVIEH IRAN CO. | DDP | 011 |  | 2 | Sub Item | MFD-607 | Motorized Fire Damper | 900*400*300 mm | 1 | 1 |  |  |  |  | 1 | Piece |  | MFD-018 | 115
285 | OPI-TAH-028-009 | 2021-10-28 | SACR-PL-TAH-028-011 | 2020-11-17 | ADSH-P-PO-GE-028 | TAHVIEH IRAN CO. | DDP | 011 |  | 2 | Sub Item | MFD-608 | Motorized Fire Damper | 900*400*300 mm | 1 | 1 |  |  |  |  | 1 | Piece |  | MFD-019 | 115
286 | OPI-TAH-028-009 | 2021-10-28 | SACR-PL-TAH-028-011 | 2020-11-17 | ADSH-P-PO-GE-028 | TAHVIEH IRAN CO. | DDP | 011 |  | 2 | Sub Item | MFD-609 | Motorized Fire Damper | 600*300*300 mm | 1 | 1 |  |  |  |  | 1 | Piece |  | MFD-020 | 115
287 | OPI-TAH-028-009 | 2021-10-28 | SACR-PL-TAH-028-011 | 2020-11-17 | ADSH-P-PO-GE-028 | TAHVIEH IRAN CO. | DDP | 011 |  | 3 | Sub Item | MFD-517 | Motorized Fire Damper | 1600*600*300 mm | 1 | 1 |  |  |  |  | 1 | Piece |  | MFD-002 | 115
288 | OPI-TAH-028-009 | 2021-10-28 | SACR-PL-TAH-028-011 | 2020-11-17 | ADSH-P-PO-GE-028 | TAHVIEH IRAN CO. | DDP | 011 |  | 3 | Sub Item | MFD-518 | Motorized Fire Damper | 1400*700*300 mm | 1 | 1 |  |  |  |  | 1 | Piece |  | MFD-003 | 115
289 | OPI-TAH-028-009 | 2021-10-28 | SACR-PL-TAH-028-011 | 2020-11-17 | ADSH-P-PO-GE-028 | TAHVIEH IRAN CO. | DDP | 011 |  | 3 | Sub Item | MFD-525 | Motorized Fire Damper | 1400*700*300 mm | 1 | 1 |  |  |  |  | 1 | Piece |  | MFD-006 | 115
290 | OPI-TAH-028-009 | 2021-10-28 | SACR-PL-TAH-028-011 | 2020-11-17 | ADSH-P-PO-GE-028 | TAHVIEH IRAN CO. | DDP | 011 |  | 3 | Sub Item | MFD-601 | Motorized Fire Damper | 1700*600*300 mm | 1 | 1 |  |  |  |  | 1 | Piece |  | MFD-012 | 115
291 | OPI-TAH-028-009 | 2021-10-28 | SACR-PL-TAH-028-011 | 2020-11-17 | ADSH-P-PO-GE-028 | TAHVIEH IRAN CO. | DDP | 011 |  | 3 | Sub Item | MFD-602 | Motorized Fire Damper | 1450*600*300 mm | 1 | 1 |  |  |  |  | 1 | Piece |  | MFD-013 | 115
292 | OPI-TAH-028-009 | 2021-10-28 | SACR-PL-TAH-028-011 | 2020-11-17 | ADSH-P-PO-GE-028 | TAHVIEH IRAN CO. | DDP | 011 |  | 4 | Sub Item | MFD-516 | Motorized Fire Damper | 2200*800*300 mm | 1 | 1 |  |  |  |  | 1 | Piece |  | MFD-001 | 115
293 | OPI-TAH-028-009 | 2021-10-28 | SACR-PL-TAH-028-011 | 2020-11-17 | ADSH-P-PO-GE-028 | TAHVIEH IRAN CO. | DDP | 011 |  | 4 | Sub Item | MFD-522 | Motorized Fire Damper | 1800*700*300 mm | 1 | 1 |  |  |  |  | 1 | Piece |  | MFD-004 | 115
294 | OPI-TAH-028-009 | 2021-10-28 | SACR-PL-TAH-028-011 | 2020-11-17 | ADSH-P-PO-GE-028 | TAHVIEH IRAN CO. | DDP | 011 |  | 4 | Sub Item | MFD-523 | Motorized Fire Damper | 1800*800*300 mm | 1 | 1 |  |  |  |  | 1 | Piece |  | MFD-005 | 115
295 | OPI-TAH-028-009 | 2021-10-28 | SACR-PL-TAH-028-011 | 2020-11-17 | ADSH-P-PO-GE-028 | TAHVIEH IRAN CO. | DDP | 011 |  | 4 | Sub Item | MFD-531 | Motorized Fire Damper | 1800*450*300 mm | 1 | 1 |  |  |  |  | 1 | Piece |  | MFD-010 | 115
296 | OPI-TAH-028-009 | 2021-10-28 | SACR-PL-TAH-028-011 | 2020-11-17 | ADSH-P-PO-GE-028 | TAHVIEH IRAN CO. | DDP | 011 |  | 4 | Sub Item | MFD-532 | Motorized Fire Damper | 1800*450*300 mm | 1 | 1 |  |  |  |  | 1 | Piece |  | MFD-011 | 115
297 | OPI-TAH-028-009 | 2021-10-28 | SACR-PL-TAH-028-011 | 2020-11-17 | ADSH-P-PO-GE-028 | TAHVIEH IRAN CO. | DDP | 011 |  | 5 | Sub Item | AC-B06-11 | humidifier | UE015YLC01 | 1 | 1 |  |  |  |  | 1 | Piece |  |  | 115
298 | OPI-TAH-028-009 | 2021-10-28 | SACR-PL-TAH-028-011 | 2020-11-17 | ADSH-P-PO-GE-028 | TAHVIEH IRAN CO. | DDP | 011 |  | 5 | Sub Item | AC-B06-11 | steam distiributor | DP060D30RU | 1 | 1 |  |  |  |  | 1 | Piece |  |  | 115
299 | OPI-TAH-028-009 | 2021-10-28 | SACR-PL-TAH-028-011 | 2020-11-17 | ADSH-P-PO-GE-028 | TAHVIEH IRAN CO. | DDP | 011 |  | 5 | Sub Item | AC-B06-11 | Drain house | 1312368AXX | 2 | 2 | 1 |  |  |  | 1 | Piece |  |  | 115
300 | OPI-TAH-028-009 | 2021-10-28 | SACR-PL-TAH-028-011 | 2020-11-17 | ADSH-P-PO-GE-028 | TAHVIEH IRAN CO. | DDP | 011 |  | 5 | Sub Item | AC-B06-11 | steam house | 1312365AXX | 2 | 2 | 1 |  |  |  | 1 | Piece |  |  | 115
301 | OPI-TAH-028-009 | 2021-10-28 | SACR-PL-TAH-028-011 | 2020-11-17 | ADSH-P-PO-GE-028 | TAHVIEH IRAN CO. | DDP | 011 |  | 5 | Sub Item | AC-B06-11 | water fill hose | FWH3415003 | 1 | 1 | 1 |  |  |  |  | Piece |  |  | 115
302 | OPI-TAH-028-009 | 2021-10-28 | SACR-PL-TAH-028-011 | 2020-11-17 | ADSH-P-PO-GE-028 | TAHVIEH IRAN CO. | DDP | 011 |  | 5 | Sub Item | AC-B06-11 | water drain hose | 1312357APG | 1 | 1 | 1 |  |  |  |  | Piece |  |  | 115
303 | OPI-TAH-028-009 | 2021-10-28 | SACR-PL-TAH-028-011 | 2020-11-17 | ADSH-P-PO-GE-028 | TAHVIEH IRAN CO. | DDP | 011 |  | 5 | Sub Item | AC-B06-12 | humidifier | UE015YLC01 | 1 | 1 |  |  |  |  | 1 | Piece |  |  | 115
304 | OPI-TAH-028-009 | 2021-10-28 | SACR-PL-TAH-028-011 | 2020-11-17 | ADSH-P-PO-GE-028 | TAHVIEH IRAN CO. | DDP | 011 |  | 5 | Sub Item | AC-B06-12 | steam distiributor | DP060D30RU | 1 | 1 |  |  |  |  | 1 | Piece |  |  | 115
305 | OPI-TAH-028-009 | 2021-10-28 | SACR-PL-TAH-028-011 | 2020-11-17 | ADSH-P-PO-GE-028 | TAHVIEH IRAN CO. | DDP | 011 |  | 5 | Sub Item | AC-B06-12 | Drain house | 1312368AXX | 2 | 2 | 1 |  |  |  | 1 | Piece |  |  | 115
306 | OPI-TAH-028-009 | 2021-10-28 | SACR-PL-TAH-028-011 | 2020-11-17 | ADSH-P-PO-GE-028 | TAHVIEH IRAN CO. | DDP | 011 |  | 5 | Sub Item | AC-B06-12 | steam house | 1312365AXX | 2 | 2 | 1 |  |  |  | 1 | Piece |  |  | 115
307 | OPI-TAH-028-009 | 2021-10-28 | SACR-PL-TAH-028-011 | 2020-11-17 | ADSH-P-PO-GE-028 | TAHVIEH IRAN CO. | DDP | 011 |  | 5 | Sub Item | AC-B06-12 | water fill hose | FWH3415003 | 1 | 1 | 1 |  |  |  |  | Piece |  |  | 115
308 | OPI-TAH-028-009 | 2021-10-28 | SACR-PL-TAH-028-011 | 2020-11-17 | ADSH-P-PO-GE-028 | TAHVIEH IRAN CO. | DDP | 011 |  | 5 | Sub Item | AC-B06-12 | water drain hose | 1312357APG | 1 | 1 | 1 |  |  |  |  | Piece |  |  | 115
309 | OPI-TAH-028-009 | 2021-10-28 | SACR-PL-TAH-028-011 | 2020-11-17 | ADSH-P-PO-GE-028 | TAHVIEH IRAN CO. | DDP | 011 |  | 6 | Sub Item | AC-B05-11 | humidifier | UE025YLC01 | 1 | 1 |  |  |  |  | 1 | Piece |  |  | 115
310 | OPI-TAH-028-009 | 2021-10-28 | SACR-PL-TAH-028-011 | 2020-11-17 | ADSH-P-PO-GE-028 | TAHVIEH IRAN CO. | DDP | 011 |  | 6 | Sub Item | AC-B05-11 | steam distiributor | DP060D40RU | 1 | 1 |  |  |  |  | 1 | Piece |  |  | 115
311 | OPI-TAH-028-009 | 2021-10-28 | SACR-PL-TAH-028-011 | 2020-11-17 | ADSH-P-PO-GE-028 | TAHVIEH IRAN CO. | DDP | 011 |  | 6 | Sub Item | AC-B05-11 | Drain house | 1312368AXX | 2 | 2 | 1 |  |  |  | 1 | Piece |  |  | 115
312 | OPI-TAH-028-009 | 2021-10-28 | SACR-PL-TAH-028-011 | 2020-11-17 | ADSH-P-PO-GE-028 | TAHVIEH IRAN CO. | DDP | 011 |  | 6 | Sub Item | AC-B05-11 | steam house | 1312367AXX | 2 | 2 | 1 |  |  |  | 1 | Piece |  |  | 115
313 | OPI-TAH-028-009 | 2021-10-28 | SACR-PL-TAH-028-011 | 2020-11-17 | ADSH-P-PO-GE-028 | TAHVIEH IRAN CO. | DDP | 011 |  | 6 | Sub Item | AC-B05-11 | water fill hose | FWH3415003 | 1 | 1 |  |  |  |  | 1 | Piece |  |  | 115
314 | OPI-TAH-028-009 | 2021-10-28 | SACR-PL-TAH-028-011 | 2020-11-17 | ADSH-P-PO-GE-028 | TAHVIEH IRAN CO. | DDP | 011 |  | 6 | Sub Item | AC-B05-11 | water drain hose | 1312357APG | 1 | 1 |  |  |  |  | 1 | Piece |  |  | 115
315 | OPI-TAH-028-009 | 2021-10-28 | SACR-PL-TAH-028-011 | 2020-11-17 | ADSH-P-PO-GE-028 | TAHVIEH IRAN CO. | DDP | 011 |  | 7 | Sub Item | AC-B05-12 | humidifier | UE025YLC01 | 1 | 1 |  |  |  |  | 1 | Piece |  |  | 115
316 | OPI-TAH-028-009 | 2021-10-28 | SACR-PL-TAH-028-011 | 2020-11-17 | ADSH-P-PO-GE-028 | TAHVIEH IRAN CO. | DDP | 011 |  | 7 | Sub Item | AC-B05-12 | steam distiributor | DP060D40RU | 1 | 1 |  |  |  |  | 1 | Piece |  |  | 115
317 | OPI-TAH-028-009 | 2021-10-28 | SACR-PL-TAH-028-011 | 2020-11-17 | ADSH-P-PO-GE-028 | TAHVIEH IRAN CO. | DDP | 011 |  | 7 | Sub Item | AC-B05-12 | Drain house | 1312368AXX | 2 | 2 | 1 |  |  |  | 1 | Piece |  |  | 115
318 | OPI-TAH-028-009 | 2021-10-28 | SACR-PL-TAH-028-011 | 2020-11-17 | ADSH-P-PO-GE-028 | TAHVIEH IRAN CO. | DDP | 011 |  | 7 | Sub Item | AC-B05-12 | steam house | 1312367AXX | 2 | 2 | 1 |  |  |  | 1 | Piece |  |  | 115
319 | OPI-TAH-028-009 | 2021-10-28 | SACR-PL-TAH-028-011 | 2020-11-17 | ADSH-P-PO-GE-028 | TAHVIEH IRAN CO. | DDP | 011 |  | 7 | Sub Item | AC-B05-12 | water fill hose | FWH3415003 | 1 | 1 |  |  |  |  | 1 | Piece |  |  | 115
320 | OPI-TAH-028-009 | 2021-10-28 | SACR-PL-TAH-028-011 | 2020-11-17 | ADSH-P-PO-GE-028 | TAHVIEH IRAN CO. | DDP | 011 |  | 7 | Sub Item | AC-B05-12 | water drain hose | 1312357APG | 1 | 1 |  |  |  |  | 1 | Piece |  |  | 115
321 | OPI-TAH-028-004 | 2021-10-23 | SACR-PL-TAH-028-012 | 2021-03-01 | ADSH-P-PO-GE-028 | TAHVIEH IRAN CO. | DDP | 012 |  | 1 | Sub Item | FAN-B05-03A | SQBD | Back Draft Damper 361 x 507 | 1 | 1 |  |  |  |  | 1 | Piece |  |  | 115
322 | OPI-TAH-028-004 | 2021-10-23 | SACR-PL-TAH-028-012 | 2021-03-01 | ADSH-P-PO-GE-028 | TAHVIEH IRAN CO. | DDP | 012 |  | 1 | Sub Item | FAN-B05-03B | SQBD | Back Draft Damper 361 x 507 | 1 | 1 |  |  |  |  | 1 | Piece |  |  | 115
323 | OPI-TAH-028-004 | 2021-10-23 | SACR-PL-TAH-028-012 | 2021-03-01 | ADSH-P-PO-GE-028 | TAHVIEH IRAN CO. | DDP | 012 |  | 1 | Sub Item | FAN-B06-03A | SQBD | Back Draft Damper 288 x 404 | 1 | 1 |  |  |  |  | 1 | Piece |  |  | 115
324 | OPI-TAH-028-004 | 2021-10-23 | SACR-PL-TAH-028-012 | 2021-03-01 | ADSH-P-PO-GE-028 | TAHVIEH IRAN CO. | DDP | 012 |  | 1 | Sub Item | FAN-B06-03B | SQBD | Back Draft Damper 288 x 404 | 1 | 1 |  |  |  |  | 1 | Piece |  |  | 115
325 | OPI-TAH-028-005 | 2021-10-23 | SACR-PL-TAH-028-013 | 2021-04-21 | ADSH-P-PO-GE-028 | TAHVIEH IRAN CO. | DDP | 013 |  | 1 | Sub Item | AC-B05-01 | - | Magnehelic gauge 0-500 (Pa) Dwyer | 2 | 2 |  |  |  |  | 2 | Piece |  | SS35 | 115
326 | OPI-TAH-028-005 | 2021-10-23 | SACR-PL-TAH-028-013 | 2021-04-21 | ADSH-P-PO-GE-028 | TAHVIEH IRAN CO. | DDP | 013 |  | 1 | Sub Item | AC-B05-02 | - | Magnehelic gauge 0-500 (Pa) Dwyer | 2 | 2 |  |  |  |  | 2 | Piece |  | SS35 | 115
327 | OPI-TAH-028-005 | 2021-10-23 | SACR-PL-TAH-028-013 | 2021-04-21 | ADSH-P-PO-GE-028 | TAHVIEH IRAN CO. | DDP | 013 |  | 1 | Sub Item | AC-B06-01 | - | Magnehelic gauge 0-500 (Pa) Dwyer | 2 | 2 |  |  |  |  | 2 | Piece |  | SS55 | 115
328 | OPI-TAH-028-005 | 2021-10-23 | SACR-PL-TAH-028-013 | 2021-04-21 | ADSH-P-PO-GE-028 | TAHVIEH IRAN CO. | DDP | 013 |  | 1 | Sub Item | AC-B06-02 | - | Magnehelic gauge 0-500 (Pa) Dwyer | 2 | 2 |  |  |  |  | 2 | Piece |  | SS55 | 115
329 | OPI-TAH-028-005 | 2021-10-23 | SACR-PL-TAH-028-013 | 2021-04-21 | ADSH-P-PO-GE-028 | TAHVIEH IRAN CO. | DDP | 013 |  | 1 | Sub Item | HVP-B05-02 | - | PLC relay 2966171 | 10 | 10 |  |  |  |  | 10 | Piece |  | Control Panel Commissioning | 115
330 | OPI-TAH-028-005 | 2021-10-23 | SACR-PL-TAH-028-013 | 2021-04-21 | ADSH-P-PO-GE-028 | TAHVIEH IRAN CO. | DDP | 013 |  | 1 | Sub Item | HVP-B05-02 | - | Relay base 2900932 | 1 | 1 |  |  |  |  | 1 | Piece |  | Control Panel Commissioning | 115
331 | OPI-TAH-028-005 | 2021-10-23 | SACR-PL-TAH-028-013 | 2021-04-21 | ADSH-P-PO-GE-028 | TAHVIEH IRAN CO. | DDP | 013 |  | 1 | Sub Item | HVP-B05-02 | - | Plug-in industrial relay, 2 PDTs 2903668 | 1 | 1 |  |  |  |  | 1 | Piece |  | Control Panel Commissioning | 115
332 | OPI-TAH-028-005 | 2021-10-23 | SACR-PL-TAH-028-013 | 2021-04-21 | ADSH-P-PO-GE-028 | TAHVIEH IRAN CO. | DDP | 013 |  | 1 | Sub Item | HVP-B05-02 | - | Double-deck fuse terminal block TB 4-2L-HESI | 4 | 4 |  |  |  |  | 4 | Piece |  | Control Panel Commissioning | 115
333 | OPI-TAH-028-005 | 2021-10-23 | SACR-PL-TAH-028-013 | 2021-04-21 | ADSH-P-PO-GE-028 | TAHVIEH IRAN CO. | DDP | 013 |  | 1 | Sub Item | HVP-B05-02 | - | Fuse Terminal Block TB 4-HESLEL | 2 | 2 |  |  |  |  | 2 | Piece |  | Control Panel Commissioning | 115
334 | OPI-TAH-028-005 | 2021-10-23 | SACR-PL-TAH-028-013 | 2021-04-21 | ADSH-P-PO-GE-028 | TAHVIEH IRAN CO. | DDP | 013 |  | 1 | Sub Item | AC-B05-11 | - | 3P FUSE HOLDER DF103NV | 1 | 1 |  |  |  |  | 1 | Piece |  | Local Panel Commissioning | 115
335 | OPI-TAH-028-005 | 2021-10-23 | SACR-PL-TAH-028-013 | 2021-04-21 | ADSH-P-PO-GE-028 | TAHVIEH IRAN CO. | DDP | 013 |  | 1 | Sub Item | AC-B05-11 | - | 2P FUSE HOLDER DF102V | 1 | 1 |  |  |  |  | 1 | Piece |  | Local Panel Commissioning | 115
336 | OPI-TAH-028-005 | 2021-10-23 | SACR-PL-TAH-028-013 | 2021-04-21 | ADSH-P-PO-GE-028 | TAHVIEH IRAN CO. | DDP | 013 |  | 1 | Sub Item | AC-B05-11 | - | Cylindrical FUSE , 6A | 4 | 4 |  |  |  |  | 4 | Piece |  | Local Panel Commissioning | 61
337 | OPI-TAH-028-005 | 2021-10-23 | SACR-PL-TAH-028-013 | 2021-04-21 | ADSH-P-PO-GE-028 | TAHVIEH IRAN CO. | DDP | 013 |  | 1 | Sub Item | AC-B05-11 | - | Auxiliary relay 2POLE 55.32.8.230.0054 | 4 | 4 |  |  |  |  | 4 | Piece |  | Local Panel Commissioning | 61
338 | OPI-TAH-028-005 | 2021-10-23 | SACR-PL-TAH-028-013 | 2021-04-21 | ADSH-P-PO-GE-028 | TAHVIEH IRAN CO. | DDP | 013 |  | 1 | Sub Item | AC-B05-11 | - | TERMINAL 2.5 mm^2 RTP2.5 | 5 | 5 |  |  |  |  | 5 | Piece |  | Local Panel Commissioning | 61
339 | OPI-TAH-028-005 | 2021-10-23 | SACR-PL-TAH-028-013 | 2021-04-21 | ADSH-P-PO-GE-028 | TAHVIEH IRAN CO. | DDP | 013 |  | 1 | Sub Item | AC-B05-11 | - | TERMINAL 4 mm^2 (double) DRTP4 | 5 | 5 |  |  |  |  | 5 | Piece |  | Local Panel Commissioning | 61
340 | OPI-TAH-028-005 | 2021-10-23 | SACR-PL-TAH-028-013 | 2021-04-21 | ADSH-P-PO-GE-028 | TAHVIEH IRAN CO. | DDP | 013 |  | 1 | Sub Item | HVP-B05-01 | - | Cylindrical fuse-link , 2A | 1 | 1 |  |  |  |  | 1 | Piece |  | Power Panel Commissioning | 115
341 | OPI-TAH-028-005 | 2021-10-23 | SACR-PL-TAH-028-013 | 2021-04-21 | ADSH-P-PO-GE-028 | TAHVIEH IRAN CO. | DDP | 013 |  | 1 | Sub Item | HVP-B05-01 | - | RELAY , 7A , 2POLE , 55.34.8.230.00.54 + Base | 2 | 2 |  |  |  |  | 2 | Set |  | Power Panel Commissioning | 115
342 | OPI-TAH-028-005 | 2021-10-23 | SACR-PL-TAH-028-013 | 2021-04-21 | ADSH-P-PO-GE-028 | TAHVIEH IRAN CO. | DDP | 013 |  | 1 | Sub Item | HVP-B05-01 | - | Cylindrical fuse-link , 4A 500VAC | 1 | 1 |  |  |  |  | 1 | Piece |  | Power Panel Commissioning | 115
343 | OPI-TAH-028-005 | 2021-10-23 | SACR-PL-TAH-028-013 | 2021-04-21 | ADSH-P-PO-GE-028 | TAHVIEH IRAN CO. | DDP | 013 |  | 1 | Sub Item | HVP-B05-01 | - | Cylindrical fuse-link , 4A 690VAC | 1 | 1 |  |  |  |  | 1 | Piece |  | Power Panel Commissioning | 115
344 | OPI-TAH-028-010 | 2021-11-04 | SACR-PL-TAH-028-014 | 2021-04-21 | ADSH-P-PO-GE-028 | TAHVIEH IRAN CO. | DDP | 014 |  | 1 | Sub Item | AC-B05-11 | SS35 | COMPRESSOR BSR321-HA | 1 | 1 |  |  |  |  | 1 | Piece |  | fusheng | 115
345 | OPI-TAH-028-010 | 2021-11-04 | SACR-PL-TAH-028-014 | 2021-04-21 | ADSH-P-PO-GE-028 | TAHVIEH IRAN CO. | DDP | 014 |  | 2 | Sub Item | AC-B06-11 | SS55 | COMPRESSOR BSR321-HA | 1 | 1 |  |  |  |  | 1 | Piece |  | fusheng | 115
346 | OPI-TAH-028-011 | 2021-11-04 | SACR-PL-TAH-028-015 | 2021-05-12 | ADSH-P-PO-GE-028 | TAHVIEH IRAN CO. | DDP | 015 |  | 1 | Sub Item | HVP-B05-02 | SS35 | Electrical Control Panel | 1 | 1 |  |  |  |  | 1 | Piece |  |  | 115
347 | OPI-TAH-028-011 | 2021-11-04 | SACR-PL-TAH-028-015 | 2021-05-12 | ADSH-P-PO-GE-028 | TAHVIEH IRAN CO. | DDP | 015 |  | 2 | Sub Item | HVP-B06-02 | SS55 | Electrical Control Panel | 1 | 1 |  |  |  |  | 1 | Piece |  |  | 115
348 | OPI-TAH-028-012 | 2021-11-04 | SACR-PL-TAH-028-016 | 2021-05-12 | ADSH-P-PO-GE-028 | TAHVIEH IRAN CO. | DDP | 016 |  | 1 | Sub Item | HVP-B05-02 | - | Plug-in industrial relay, 4 PDTs , status LED, 2903677 | 1 | 1 |  |  |  |  | 1 | Piece |  | Control Panel Commissioning | 115
349 | OPI-TAH-028-012 | 2021-11-04 | SACR-PL-TAH-028-016 | 2021-05-12 | ADSH-P-PO-GE-028 | TAHVIEH IRAN CO. | DDP | 016 |  | 1 | Sub Item | AC-B05-11 | - | SIGNAL LAMP-RED IN22 | 1 | 1 |  |  |  |  | 1 | Piece |  | Local Panel Commissioning | 115
350 | OPI-TAH-028-012 | 2021-11-04 | SACR-PL-TAH-028-016 | 2021-05-12 | ADSH-P-PO-GE-028 | TAHVIEH IRAN CO. | DDP | 016 |  | 1 | Sub Item | AC-B05-11 | - | SIGNAL LAMP-YELLOW IN22 | 1 | 1 |  |  |  |  | 1 | Piece |  | Local Panel Commissioning | 115
351 | OPI-TAH-028-012 | 2021-11-04 | SACR-PL-TAH-028-016 | 2021-05-12 | ADSH-P-PO-GE-028 | TAHVIEH IRAN CO. | DDP | 016 |  | 1 | Sub Item | AC-B05-11 | - | SIGNAL LAMP-BLUE IN22 | 1 | 1 |  |  |  |  | 1 | Piece |  | Local Panel Commissioning | 115
352 | OPI-TAH-028-012 | 2021-11-04 | SACR-PL-TAH-028-016 | 2021-05-12 | ADSH-P-PO-GE-028 | TAHVIEH IRAN CO. | DDP | 016 |  | 1 | Sub Item | AC-B05-11 | - | SIGNAL LAMP-GREEN IN22 | 1 | 1 |  |  |  |  | 1 | Piece |  | Local Panel Commissioning | 115
353 | OPI-TAH-028-012 | 2021-11-04 | SACR-PL-TAH-028-016 | 2021-05-12 | ADSH-P-PO-GE-028 | TAHVIEH IRAN CO. | DDP | 016 |  | 1 | Sub Item | HVP-B05-01 | - | SIGNAL LAMP-GREEN AD16-22DS | 1 | 1 |  |  |  |  | 1 | Piece |  | Power Panel Commissioning | 115
354 | OPI-TAH-028-012 | 2021-11-04 | SACR-PL-TAH-028-016 | 2021-05-12 | ADSH-P-PO-GE-028 | TAHVIEH IRAN CO. | DDP | 016 |  | 1 | Sub Item | HVP-B05-01 | - | SIGNAL LAMP-RED AD16-22DS | 1 | 1 |  |  |  |  | 1 | Piece |  | Power Panel Commissioning | 115
355 | OPI-TAH-028-012 | 2021-11-04 | SACR-PL-TAH-028-016 | 2021-05-12 | ADSH-P-PO-GE-028 | TAHVIEH IRAN CO. | DDP | 016 |  | 1 | Sub Item | HVP-B05-01 | - | SIGNAL LAMP-YELLOW AD16-22DS | 1 | 1 |  |  |  |  | 1 | Piece |  | Power Panel Commissioning | 115
356 | OPI-TAH-028-012 | 2021-11-04 | SACR-PL-TAH-028-016 | 2021-05-12 | ADSH-P-PO-GE-028 | TAHVIEH IRAN CO. | DDP | 016 |  | 1 | Sub Item | S35-HVAC-bulk items | - | JUNCTION BOX With Accessories | 6 | 6 |  |  |  |  | 6 | Set |  | SS35 | 115
357 | OPI-TAH-028-012 | 2021-11-04 | SACR-PL-TAH-028-016 | 2021-05-12 | ADSH-P-PO-GE-028 | TAHVIEH IRAN CO. | DDP | 016 |  | 1 | Sub Item | S55-HVAC-bulk items | - | JUNCTION BOX With Accessories | 6 | 6 |  |  |  |  | 6 | Set |  | SS55 | 115
358 | OPI-TAH-028-013 | 2021-11-04 | SACR-PL-TAH-028-017 | 2021-08-29 | ADSH-P-PO-GE-028 | TAHVIEH IRAN CO. | DDP | 017 |  | 1 | Sub Item | HVP-B06-01 | S35 | LV SWITCHGEAR MNS 3.0-W / F CELL 1,2,3,4 | 1 | 1 |  |  |  |  | 1 | Piece |  | - | 115
359 | OPI-TAH-028-013 | 2021-11-04 | SACR-PL-TAH-028-017 | 2021-08-29 | ADSH-P-PO-GE-028 | TAHVIEH IRAN CO. | DDP | 017 |  | 2 | Sub Item | HVP-B06-01 | S35 | LV SWITCHGEAR MNS 3.0-W /F CELL 5,6 | 1 | 1 |  |  |  |  | 1 | Piece |  | - | 115
360 | OPI-TAH-028-013 | 2021-11-04 | SACR-PL-TAH-028-017 | 2021-08-29 | ADSH-P-PO-GE-028 | TAHVIEH IRAN CO. | DDP | 017 |  | 3 | Sub Item | HVP-B06-01 | S35 | LV SWITCHGEAR MNS 3.0-W /F CELL 7,8,9 | 1 | 1 |  |  |  |  | 1 | Piece |  | - | 115
361 | OPI-TAH-028-013 | 2021-11-04 | SACR-PL-TAH-028-017 | 2021-08-29 | ADSH-P-PO-GE-028 | TAHVIEH IRAN CO. | DDP | 017 |  | 4 | Sub Item | HVP-B06-01 | S35 | BUS BRIDGE FOR CELL 2,3,4 | 1 | 1 |  |  |  |  | 1 | Piece |  | - | 115
362 | OPI-TAH-028-013 | 2021-11-04 | SACR-PL-TAH-028-017 | 2021-08-29 | ADSH-P-PO-GE-028 | TAHVIEH IRAN CO. | DDP | 017 |  | 5 | Sub Item | HVP-B05-01 | S55 | LV SWITCHGEAR MNS 3.0-W /F CELL 1,2 | 1 | 1 |  |  |  |  | 1 | Piece |  | - | 115
363 | OPI-TAH-028-013 | 2021-11-04 | SACR-PL-TAH-028-017 | 2021-08-29 | ADSH-P-PO-GE-028 | TAHVIEH IRAN CO. | DDP | 017 |  | 6 | Sub Item | HVP-B05-01 | S55 | LV SWITCHGEAR MNS 3.0-W /F CELL 3,4,5 | 1 | 1 |  |  |  |  | 1 | Piece |  | - | 115
364 | OPI-TAH-028-013 | 2021-11-04 | SACR-PL-TAH-028-017 | 2021-08-29 | ADSH-P-PO-GE-028 | TAHVIEH IRAN CO. | DDP | 017 |  | 7 | Sub Item | HVP-B06-01 | S35 | INSULATION FLEXIBLE COVER 160A / WHITE COLOR FOR POWER SOCKETS OF MODULES | 9 | 9 |  |  |  |  | 9 | Piece |  | ACCESSORIES BOX 1 | 115
365 | OPI-TAH-028-013 | 2021-11-04 | SACR-PL-TAH-028-017 | 2021-08-29 | ADSH-P-PO-GE-028 | TAHVIEH IRAN CO. | DDP | 017 |  | 7 | Sub Item | HVP-B06-01 | S35 | BOLT ALLEN CREEK WITH FLAT AND SPRING WASHER AND NUT M6X2.5 CM FOR COUPLING CUBICLES TOGHATHER | 20 | 20 |  |  |  |  | 20 | Piece |  | ACCESSORIES BOX 1 | 115
366 | OPI-TAH-028-013 | 2021-11-04 | SACR-PL-TAH-028-017 | 2021-08-29 | ADSH-P-PO-GE-028 | TAHVIEH IRAN CO. | DDP | 017 |  | 7 | Sub Item | HVP-B06-01 | S35 | PROFILE FOR PANEL LABEL W : 100 CM | 2 | 2 |  |  |  |  | 2 | Piece |  | ACCESSORIES BOX 1 | 115
367 | OPI-TAH-028-013 | 2021-11-04 | SACR-PL-TAH-028-017 | 2021-08-29 | ADSH-P-PO-GE-028 | TAHVIEH IRAN CO. | DDP | 017 |  | 7 | Sub Item | HVP-B06-01 | S35 | PROFILE FOR PANEL LABEL W : 80 CM | 2 | 2 |  |  |  |  | 2 | Piece |  | ACCESSORIES BOX 1 | 115
368 | OPI-TAH-028-013 | 2021-11-04 | SACR-PL-TAH-028-017 | 2021-08-29 | ADSH-P-PO-GE-028 | TAHVIEH IRAN CO. | DDP | 017 |  | 7 | Sub Item | HVP-B06-01 | S35 | PROFILE FOR PANEL LABEL W : 60 CM | 2 | 2 |  |  |  |  | 2 | Piece |  | ACCESSORIES BOX 1 | 115
369 | OPI-TAH-028-013 | 2021-11-04 | SACR-PL-TAH-028-017 | 2021-08-29 | ADSH-P-PO-GE-028 | TAHVIEH IRAN CO. | DDP | 017 |  | 7 | Sub Item | HVP-B06-01 | S35 | PROFILE FOR PANEL LABEL W : 40 CM | 3 | 3 |  |  |  |  | 3 | Piece |  | ACCESSORIES BOX 1 | 115
370 | OPI-TAH-028-013 | 2021-11-04 | SACR-PL-TAH-028-017 | 2021-08-29 | ADSH-P-PO-GE-028 | TAHVIEH IRAN CO. | DDP | 017 |  | 7 | Sub Item | HVP-B06-01 | S35 | BOLT WITH FLAT AND SPRING WASHER AND NUT M10X3.5 CM FOR POWER SOCKET | 9 | 9 |  | 1 |  |  | 10 | Piece |  | ACCESSORIES BOX 1 | 115
371 | OPI-TAH-028-013 | 2021-11-04 | SACR-PL-TAH-028-017 | 2021-08-29 | ADSH-P-PO-GE-028 | TAHVIEH IRAN CO. | DDP | 017 |  | 7 | Sub Item | HVP-B06-01 | S35 | HOOK FOR GETTING UP ACB | 4 | 4 |  |  |  |  | 4 | Piece |  | ACCESSORIES BOX 1 | 115
372 | OPI-TAH-028-013 | 2021-11-04 | SACR-PL-TAH-028-017 | 2021-08-29 | ADSH-P-PO-GE-028 | TAHVIEH IRAN CO. | DDP | 017 |  | 7 | Sub Item | HVP-B06-01 | S35 | CATALOG FOR RELAY (SCHNEIDER) | 1 | 1 |  |  |  |  | 1 | Piece |  | ACCESSORIES BOX 1 | 115
373 | OPI-TAH-028-013 | 2021-11-04 | SACR-PL-TAH-028-017 | 2021-08-29 | ADSH-P-PO-GE-028 | TAHVIEH IRAN CO. | DDP | 017 |  | 7 | Sub Item | HVP-B06-01 | S35 | KEY FOR PANEL (002) | 6 | 6 |  |  |  |  | 6 | Piece |  | ACCESSORIES BOX 1 | 115
374 | OPI-TAH-028-013 | 2021-11-04 | SACR-PL-TAH-028-017 | 2021-08-29 | ADSH-P-PO-GE-028 | TAHVIEH IRAN CO. | DDP | 017 |  | 7 | Sub Item | HVP-B06-01 | S35 | BOLT WITH FLAT AND SPRING WASHER AND NUT M10X4 CM FOR BUSBAR CONNECTION | 30 | 30 |  |  |  |  | 30 | Piece |  | ACCESSORIES BOX 1 | 115
375 | OPI-TAH-028-013 | 2021-11-04 | SACR-PL-TAH-028-017 | 2021-08-29 | ADSH-P-PO-GE-028 | TAHVIEH IRAN CO. | DDP | 017 |  | 7 | Sub Item | HVP-B06-01 | S35 | BUSBAR FIXTUER 60X10 MM | 7 | 7 |  |  |  |  | 7 | Piece |  | ACCESSORIES BOX 1 | 115
376 | OPI-TAH-028-013 | 2021-11-04 | SACR-PL-TAH-028-017 | 2021-08-29 | ADSH-P-PO-GE-028 | TAHVIEH IRAN CO. | DDP | 017 |  | 7 | Sub Item | HVP-B06-01 | S35 | BUSBAR FIXTUER 30X10 MM | 3 | 3 | 1 |  |  |  | 2 | Piece |  | ACCESSORIES BOX 1 | 115
377 | OPI-TAH-028-013 | 2021-11-04 | SACR-PL-TAH-028-017 | 2021-08-29 | ADSH-P-PO-GE-028 | TAHVIEH IRAN CO. | DDP | 017 |  | 8 | Sub Item | HVP-B05-01 | S55 | INSULATION FLEXIBLE COVER 160A / WHITE COLOR FOR POWER SOCKETS OF MODULES | 9 | 9 |  |  |  |  | 9 | Piece |  | ACCESSORIES BOX 2 | 115
378 | OPI-TAH-028-013 | 2021-11-04 | SACR-PL-TAH-028-017 | 2021-08-29 | ADSH-P-PO-GE-028 | TAHVIEH IRAN CO. | DDP | 017 |  | 8 | Sub Item | HVP-B05-01 | S55 | INSULATION FLEXIBLE COVER 400A / WHITE COLOR FOR POWER SOCKETS OF MODULES | 9 | 9 |  |  |  |  | 9 | Piece |  | ACCESSORIES BOX 2 | 115
379 | OPI-TAH-028-013 | 2021-11-04 | SACR-PL-TAH-028-017 | 2021-08-29 | ADSH-P-PO-GE-028 | TAHVIEH IRAN CO. | DDP | 017 |  | 8 | Sub Item | HVP-B05-01 | S55 | BOLT ALLEN CREEK WITH FLAT AND SPRING WASHER AND NUT M6X2.5 CM FOR COUPLING CUBICLES TOGHATHER | 10 | 10 |  |  |  |  | 10 | Piece |  | ACCESSORIES BOX 2 | 115
380 | OPI-TAH-028-013 | 2021-11-04 | SACR-PL-TAH-028-017 | 2021-08-29 | ADSH-P-PO-GE-028 | TAHVIEH IRAN CO. | DDP | 017 |  | 8 | Sub Item | HVP-B05-01 | S55 | PROFILE FOR PANEL LABEL W : 100 CM | 2 | 2 |  |  |  |  | 2 | Piece |  | ACCESSORIES BOX 2 | 115
381 | OPI-TAH-028-013 | 2021-11-04 | SACR-PL-TAH-028-017 | 2021-08-29 | ADSH-P-PO-GE-028 | TAHVIEH IRAN CO. | DDP | 017 |  | 8 | Sub Item | HVP-B05-01 | S55 | PROFILE FOR PANEL LABEL W : 80 CM | 1 | 1 |  |  |  |  | 1 | Piece |  | ACCESSORIES BOX 2 | 115
382 | OPI-TAH-028-013 | 2021-11-04 | SACR-PL-TAH-028-017 | 2021-08-29 | ADSH-P-PO-GE-028 | TAHVIEH IRAN CO. | DDP | 017 |  | 8 | Sub Item | HVP-B05-01 | S55 | PROFILE FOR PANEL LABEL W : 60 CM | 2 | 2 |  |  |  |  | 2 | Piece |  | ACCESSORIES BOX 2 | 115
383 | OPI-TAH-028-013 | 2021-11-04 | SACR-PL-TAH-028-017 | 2021-08-29 | ADSH-P-PO-GE-028 | TAHVIEH IRAN CO. | DDP | 017 |  | 8 | Sub Item | HVP-B05-01 | S55 | BOLT WITH FLAT AND SPRING WASHER AND NUT M10X3.5 CM FOR POWER SOCKET | 9 | 9 |  | 1 |  |  | 10 | Piece |  | ACCESSORIES BOX 2 | 139
384 | OPI-TAH-028-013 | 2021-11-04 | SACR-PL-TAH-028-017 | 2021-08-29 | ADSH-P-PO-GE-028 | TAHVIEH IRAN CO. | DDP | 017 |  | 8 | Sub Item | HVP-B05-01 | S55 | BOLT WITH FLAT AND SPRING WASHER AND NUT M10X3.5 CM FOR POWER SOCKET | 9 | 9 |  | 1 |  |  | 10 | Piece |  | ACCESSORIES BOX 2 | 139
385 | OPI-TAH-028-013 | 2021-11-04 | SACR-PL-TAH-028-017 | 2021-08-29 | ADSH-P-PO-GE-028 | TAHVIEH IRAN CO. | DDP | 017 |  | 8 | Sub Item | HVP-B05-01 | S55 | HOOK FOR GETTING UP ACB | 1 | 1 |  |  |  |  | 1 | Piece |  | ACCESSORIES BOX 2 | 139
386 | OPI-TAH-028-013 | 2021-11-04 | SACR-PL-TAH-028-017 | 2021-08-29 | ADSH-P-PO-GE-028 | TAHVIEH IRAN CO. | DDP | 017 |  | 8 | Sub Item | HVP-B05-01 | S55 | CATALOG FOR RELAY (SCHNEIDER) | 1 | 1 |  |  |  |  | 1 | Piece |  | ACCESSORIES BOX 2 | 139
387 | OPI-TAH-028-013 | 2021-11-04 | SACR-PL-TAH-028-017 | 2021-08-29 | ADSH-P-PO-GE-028 | TAHVIEH IRAN CO. | DDP | 017 |  | 8 | Sub Item | HVP-B05-01 | S55 | KEY FOR PANEL (002) | 4 | 4 |  |  |  |  | 4 | Piece |  | ACCESSORIES BOX 2 | 139
388 | OPI-TAH-028-013 | 2021-11-04 | SACR-PL-TAH-028-017 | 2021-08-29 | ADSH-P-PO-GE-028 | TAHVIEH IRAN CO. | DDP | 017 |  | 8 | Sub Item | HVP-B05-01 | S55 | BOLT WITH FLAT AND SPRING WASHER AND NUT M10X4 CM FOR BUS BAR CONNECTION | 16 | 16 |  |  |  |  | 16 | Piece |  | ACCESSORIES BOX 2 | 139
389 | OPI-TAH-028-013 | 2021-11-04 | SACR-PL-TAH-028-017 | 2021-08-29 | ADSH-P-PO-GE-028 | TAHVIEH IRAN CO. | DDP | 017 |  | 8 | Sub Item | HVP-B05-01 | S55 | BUSBAR FIXTUER 60X10 MM | 4 | 4 |  |  |  |  | 4 | Piece |  | ACCESSORIES BOX 2 | 139
390 | OPI-TAH-028-013 | 2021-11-04 | SACR-PL-TAH-028-017 | 2021-08-29 | ADSH-P-PO-GE-028 | TAHVIEH IRAN CO. | DDP | 017 |  | 8 | Sub Item | HVP-B05-01 | S55 | BUSBAR FIXTUER 30X10 MM | 2 | 2 |  |  |  |  | 2 | Piece |  | ACCESSORIES BOX 2 | 139
391 | OPI-TAH-028-014 | 2022-02-10 | SACR-PL-TAH-028-018 | 2021-11-28 | ADSH-P-PO-GE-028 | TAHVIEH IRAN CO. | DDP | 018 |  | 1 | Sub Item | AHU-CRL-01 | AH-24 | MIXING BOX / CONTROL ROOM BLDG | 1 | 1 |  |  |  |  | 1 | Piece |  | Code : 005 (5) | 139
392 | OPI-TAH-028-014 | 2022-02-10 | SACR-PL-TAH-028-018 | 2021-11-28 | ADSH-P-PO-GE-028 | TAHVIEH IRAN CO. | DDP | 018 |  | 1 | Sub Item | AHU-CRL-01 | AH-24 | NONWOVEN / CONTROL ROOM BLDG | 1 | 1 |  |  |  |  | 1 | Piece |  | Code : 005 (5) | 139
393 | OPI-TAH-028-014 | 2022-02-10 | SACR-PL-TAH-028-018 | 2021-11-28 | ADSH-P-PO-GE-028 | TAHVIEH IRAN CO. | DDP | 018 |  | 2 | Sub Item | AHU-CRL-01 | AH-24 | BAG FILTER / CONTROL ROOM BLDG | 1 | 1 |  |  |  |  | 1 | Piece |  | Code : 005 (5) | 139
394 | OPI-TAH-028-014 | 2022-02-10 | SACR-PL-TAH-028-018 | 2021-11-28 | ADSH-P-PO-GE-028 | TAHVIEH IRAN CO. | DDP | 018 |  | 3 | Sub Item | AHU-CRL-01 | AH-24 | FAN SECTION / CONTROL ROOM BLDG | 1 | 1 |  |  |  |  | 1 | Piece |  | Code : 005 (5) | 139
395 | OPI-TAH-028-014 | 2022-02-10 | SACR-PL-TAH-028-018 | 2021-11-28 | ADSH-P-PO-GE-028 | TAHVIEH IRAN CO. | DDP | 018 |  | 4 | Sub Item | AHU-CRL-01 | AH-24 | COIL SECTION / CONTROL ROOM BLDG | 1 | 1 |  |  |  |  | 1 | Piece |  | Code : 005 (5) | 139
396 | OPI-TAH-028-014 | 2022-02-10 | SACR-PL-TAH-028-018 | 2021-11-28 | ADSH-P-PO-GE-028 | TAHVIEH IRAN CO. | DDP | 018 |  | 5 | Sub Item | AHU-CRL-02 | AH-24 | MIXING BOX / CONTROL ROOM BLDG | 1 | 1 |  |  |  |  | 1 | Piece |  | Code : 005 (5) | 139
397 | OPI-TAH-028-014 | 2022-02-10 | SACR-PL-TAH-028-018 | 2021-11-28 | ADSH-P-PO-GE-028 | TAHVIEH IRAN CO. | DDP | 018 |  | 5 | Sub Item | AHU-CRL-02 | AH-24 | NONWOVEN / CONTROL ROOM BLDG | 1 | 1 |  |  |  |  | 1 | Piece |  | Code : 005 (5) | 139
398 | OPI-TAH-028-014 | 2022-02-10 | SACR-PL-TAH-028-018 | 2021-11-28 | ADSH-P-PO-GE-028 | TAHVIEH IRAN CO. | DDP | 018 |  | 6 | Sub Item | AHU-CRL-02 | AH-24 | BAG FILTER / CONTROL ROOM BLDG | 1 | 1 |  |  |  |  | 1 | Piece |  | Code : 005 (5) | 139
399 | OPI-TAH-028-014 | 2022-02-10 | SACR-PL-TAH-028-018 | 2021-11-28 | ADSH-P-PO-GE-028 | TAHVIEH IRAN CO. | DDP | 018 |  | 7 | Sub Item | AHU-CRL-02 | AH-24 | FAN SECTION / CONTROL ROOM BLDG | 1 | 1 |  |  |  |  | 1 | Piece |  | Code : 005 (5) | 139
400 | OPI-TAH-028-014 | 2022-02-10 | SACR-PL-TAH-028-018 | 2021-11-28 | ADSH-P-PO-GE-028 | TAHVIEH IRAN CO. | DDP | 018 |  | 8 | Sub Item | AHU-CRL-02 | AH-24 | COIL SECTION / CONTROL ROOM BLDG | 1 | 1 |  |  |  |  | 1 | Piece |  | Code : 005 (5) | 139
401 | OPI-TAH-028-014 | 2022-02-10 | SACR-PL-TAH-028-018 | 2021-11-28 | ADSH-P-PO-GE-028 | TAHVIEH IRAN CO. | DDP | 018 |  | 9 | Sub Item | AHU-LAB-01 | AH-19 | MIXING BOX / LAB BLDG | 1 | 1 |  |  |  |  | 1 | Piece |  | Code : 001 (4) | 139
402 | OPI-TAH-028-014 | 2022-02-10 | SACR-PL-TAH-028-018 | 2021-11-28 | ADSH-P-PO-GE-028 | TAHVIEH IRAN CO. | DDP | 018 |  | 9 | Sub Item | AHU-LAB-01 | AH-19 | NONWOVEN / LAB BLDG | 1 | 1 |  |  |  |  | 1 | Piece |  | Code : 001 (4) | 139
403 | OPI-TAH-028-014 | 2022-02-10 | SACR-PL-TAH-028-018 | 2021-11-28 | ADSH-P-PO-GE-028 | TAHVIEH IRAN CO. | DDP | 018 |  | 10 | Sub Item | AHU-LAB-01 | AH-19 | BAG FILTER / LAB BLDG | 1 | 1 |  |  |  |  | 1 | Piece |  | Code : 001 (4) | 139
404 | OPI-TAH-028-014 | 2022-02-10 | SACR-PL-TAH-028-018 | 2021-11-28 | ADSH-P-PO-GE-028 | TAHVIEH IRAN CO. | DDP | 018 |  | 11 | Sub Item | AHU-LAB-01 | AH-19 | FAN SECTION / LAB BLDG | 1 | 1 |  |  |  |  | 1 | Piece |  | Code : 001 (4) | 139
405 | OPI-TAH-028-014 | 2022-02-10 | SACR-PL-TAH-028-018 | 2021-11-28 | ADSH-P-PO-GE-028 | TAHVIEH IRAN CO. | DDP | 018 |  | 12 | Sub Item | AHU-LAB-01 | AH-19 | COIL SECTION / LAB BLDG | 1 | 1 |  |  |  |  | 1 | Piece |  | Code : 001 (4) | 139
406 | OPI-TAH-028-014 | 2022-02-10 | SACR-PL-TAH-028-018 | 2021-11-28 | ADSH-P-PO-GE-028 | TAHVIEH IRAN CO. | DDP | 018 |  | 13 | Sub Item | AHU-LAB-02 | AH-19 | MIXING BOX / LAB BLDG | 1 | 1 |  |  |  |  | 1 | Piece |  | Code : 001 (4) | 139
407 | OPI-TAH-028-014 | 2022-02-10 | SACR-PL-TAH-028-018 | 2021-11-28 | ADSH-P-PO-GE-028 | TAHVIEH IRAN CO. | DDP | 018 |  | 13 | Sub Item | AHU-LAB-02 | AH-19 | NONWOVEN / LAB BLDG | 1 | 1 |  |  |  |  | 1 | Piece |  | Code : 001 (4) | 139
408 | OPI-TAH-028-014 | 2022-02-10 | SACR-PL-TAH-028-018 | 2021-11-28 | ADSH-P-PO-GE-028 | TAHVIEH IRAN CO. | DDP | 018 |  | 14 | Sub Item | AHU-LAB-02 | AH-19 | BAG FILTER / LAB BLDG | 1 | 1 |  |  |  |  | 1 | Piece |  | Code : 001 (4) | 139
409 | OPI-TAH-028-014 | 2022-02-10 | SACR-PL-TAH-028-018 | 2021-11-28 | ADSH-P-PO-GE-028 | TAHVIEH IRAN CO. | DDP | 018 |  | 15 | Sub Item | AHU-LAB-02 | AH-19 | FAN SECTION / LAB BLDG | 1 | 1 |  |  |  |  | 1 | Piece |  | Code : 001 (4) | 139
410 | OPI-TAH-028-014 | 2022-02-10 | SACR-PL-TAH-028-018 | 2021-11-28 | ADSH-P-PO-GE-028 | TAHVIEH IRAN CO. | DDP | 018 |  | 16 | Sub Item | AHU-LAB-02 | AH-19 | COIL SECTION / LAB BLDG | 1 | 1 |  |  |  |  | 1 | Piece |  | Code : 001 (4) | 139
411 | OPI-TAH-028-014 | 2022-02-10 | SACR-PL-TAH-028-018 | 2021-11-28 | ADSH-P-PO-GE-028 | TAHVIEH IRAN CO. | DDP | 018 |  | 17 | Sub Item | AHU-OFC-01 | AH-24 | FILTER SECTION / OFFICE SPACES BLDG | 1 | 1 |  |  |  |  | 1 | Piece |  | Code : 003 (7) | 139
412 | OPI-TAH-028-014 | 2022-02-10 | SACR-PL-TAH-028-018 | 2021-11-28 | ADSH-P-PO-GE-028 | TAHVIEH IRAN CO. | DDP | 018 |  | 17 | Sub Item | AHU-OFC-01 | AH-24 | NONWOVEN / OFFICE SPACES BLDG | 1 | 1 |  |  |  |  | 1 | Piece |  | Code : 003 (7) | 139
413 | OPI-TAH-028-014 | 2022-02-10 | SACR-PL-TAH-028-018 | 2021-11-28 | ADSH-P-PO-GE-028 | TAHVIEH IRAN CO. | DDP | 018 |  | 18 | Sub Item | AHU-OFC-01 | AH-24 | BAG FILTER / OFFICE SPACES BLDG | 1 | 1 |  |  |  |  | 1 | Piece |  | Code : 003 (7) | 139
414 | OPI-TAH-028-014 | 2022-02-10 | SACR-PL-TAH-028-018 | 2021-11-28 | ADSH-P-PO-GE-028 | TAHVIEH IRAN CO. | DDP | 018 |  | 19 | Sub Item | AHU-OFC-01 | AH-24 | FAN SECTION / OFFICE SPACES BLDG | 1 | 1 |  |  |  |  | 1 | Piece |  | Code : 003 (7) | 139
415 | OPI-TAH-028-014 | 2022-02-10 | SACR-PL-TAH-028-018 | 2021-11-28 | ADSH-P-PO-GE-028 | TAHVIEH IRAN CO. | DDP | 018 |  | 20 | Sub Item | AHU-OFC-01 | AH-24 | COIL SECTION / OFFICE SPACES BLDG | 1 | 1 |  |  |  |  | 1 | Piece |  | Code : 003 (7) | 139
416 | OPI-TAH-028-014 | 2022-02-10 | SACR-PL-TAH-028-018 | 2021-11-28 | ADSH-P-PO-GE-028 | TAHVIEH IRAN CO. | DDP | 018 |  | 21 | Sub Item | RTPU-FS-01 | AH-06 | MIXING BOX / FIRE STATION | 1 | 1 |  |  |  |  | 1 | Piece |  | Code : 007 (6) | 139
417 | OPI-TAH-028-014 | 2022-02-10 | SACR-PL-TAH-028-018 | 2021-11-28 | ADSH-P-PO-GE-028 | TAHVIEH IRAN CO. | DDP | 018 |  | 21 | Sub Item | RTPU-FS-01 | AH-06 | NONWOVEN / FIRE STATION | 1 | 1 |  |  |  |  | 1 | Piece |  | Code : 007 (6) | 139
418 | OPI-TAH-028-014 | 2022-02-10 | SACR-PL-TAH-028-018 | 2021-11-28 | ADSH-P-PO-GE-028 | TAHVIEH IRAN CO. | DDP | 018 |  | 22 | Sub Item | RTPU-FS-01 | AH-06 | BAG FILTER / FIRE STATION | 1 | 1 |  |  |  |  | 1 | Piece |  | Code : 007 (6) | 139
419 | OPI-TAH-028-014 | 2022-02-10 | SACR-PL-TAH-028-018 | 2021-11-28 | ADSH-P-PO-GE-028 | TAHVIEH IRAN CO. | DDP | 018 |  | 23 | Sub Item | RTPU-FS-01 | AH-06 | FAN SECTION / FIRE STATION | 1 | 1 |  |  |  |  | 1 | Piece |  | Code : 007 (6) | 139
420 | OPI-TAH-028-014 | 2022-02-10 | SACR-PL-TAH-028-018 | 2021-11-28 | ADSH-P-PO-GE-028 | TAHVIEH IRAN CO. | DDP | 018 |  | 24 | Sub Item | RTPU-FS-01 | AH-06 | COIL SECTION / FIRE STATION | 1 | 1 |  |  |  |  | 1 | Piece |  | Code : 007 (6) | 139
421 | OPI-TAH-028-015 | 2022-02-23 | SACR-PL-TAH-028-019 | 2021-12-21 | ADSH-P-PO-GE-028 | TAHVIEH IRAN CO. | DDP | 19 |  | 1 | Main Item | E.W.H-01-F.F.S | E.W.H-01-F.F.S | ELECTRICAL WATER HEATER | 1 | 1 |  |  |  |  | 1 | Set |  |  | 139
422 | OPI-TAH-028-015 | 2022-02-23 | SACR-PL-TAH-028-019 | 2021-12-21 | ADSH-P-PO-GE-028 | TAHVIEH IRAN CO. | DDP | 19 |  | 1 | Main Item | E.W.H-07 | E.W.H-07 | ELECTRICAL WATER HEATER | 1 | 1 |  |  |  |  | 1 | Set |  |  | 139
423 | OPI-TAH-028-015 | 2022-02-23 | SACR-PL-TAH-028-019 | 2021-12-21 | ADSH-P-PO-GE-028 | TAHVIEH IRAN CO. | DDP | 19 |  | 1 | Main Item | E.W.H-08 | E.W.H-08 | ELECTRICAL WATER HEATER | 1 | 1 |  |  |  |  | 1 | Set |  |  | 139
424 | OPI-TAH-028-015 | 2022-02-23 | SACR-PL-TAH-028-019 | 2021-12-21 | ADSH-P-PO-GE-028 | TAHVIEH IRAN CO. | DDP | 19 |  | 1 | Main Item | E.W.H-06 | E.W.H-06 | ELECTRICAL WATER HEATER | 1 | 1 |  |  |  |  | 1 | Set |  |  | 139
425 | OPI-TAH-028-015 | 2022-02-23 | SACR-PL-TAH-028-019 | 2021-12-21 | ADSH-P-PO-GE-028 | TAHVIEH IRAN CO. | DDP | 19 |  | 1 | Main Item | E.W.H-11 | E.W.H-11 | ELECTRICAL WATER HEATER | 1 | 1 |  |  |  |  | 1 | Set |  |  | 139
426 | OPI-TAH-028-015 | 2022-02-23 | SACR-PL-TAH-028-019 | 2021-12-21 | ADSH-P-PO-GE-028 | TAHVIEH IRAN CO. | DDP | 19 |  | 1 | Main Item | E.W.H-02 | E.W.H-02 | ELECTRICAL WATER HEATER | 1 | 1 |  |  |  |  | 1 | Set |  |  | 139
427 | OPI-TAH-028-015 | 2022-02-23 | SACR-PL-TAH-028-019 | 2021-12-21 | ADSH-P-PO-GE-028 | TAHVIEH IRAN CO. | DDP | 19 |  | 1 | Main Item | E.W.H-09 | E.W.H-09 | ELECTRICAL WATER HEATER | 1 | 1 |  |  |  |  | 1 | Set |  |  | 139
428 | OPI-TAH-028-015 | 2022-02-23 | SACR-PL-TAH-028-019 | 2021-12-21 | ADSH-P-PO-GE-028 | TAHVIEH IRAN CO. | DDP | 19 |  | 2 | Main Item | E.W.H-03 | E.W.H-03 | ELECTRICAL WATER HEATER | 1 | 1 |  |  |  |  | 1 | Set |  |  | 139
429 | OPI-TAH-028-015 | 2022-02-23 | SACR-PL-TAH-028-019 | 2021-12-21 | ADSH-P-PO-GE-028 | TAHVIEH IRAN CO. | DDP | 19 |  | 2 | Main Item | E.W.H-01 | E.W.H-01 | ELECTRICAL WATER HEATER | 1 | 1 |  |  |  |  | 1 | Set |  |  | 139
430 | OPI-TAH-028-015 | 2022-02-23 | SACR-PL-TAH-028-019 | 2021-12-21 | ADSH-P-PO-GE-028 | TAHVIEH IRAN CO. | DDP | 19 |  | 2 | Main Item | E.W.H-12 | E.W.H-12 | ELECTRICAL WATER HEATER | 1 | 1 |  |  |  |  | 1 | Set |  |  | 139
431 | OPI-TAH-028-015 | 2022-02-23 | SACR-PL-TAH-028-019 | 2021-12-21 | ADSH-P-PO-GE-028 | TAHVIEH IRAN CO. | DDP | 19 |  | 2 | Main Item | E.W.H-10 | E.W.H-10 | ELECTRICAL WATER HEATER | 1 | 1 |  |  |  |  | 1 | Set |  |  | 139
432 | OPI-TAH-028-015 | 2022-02-23 | SACR-PL-TAH-028-019 | 2021-12-21 | ADSH-P-PO-GE-028 | TAHVIEH IRAN CO. | DDP | 19 |  | 3 | Main Item | E.W.H-04 | E.W.H-04 | ELECTRICAL WATER HEATER | 1 | 1 |  |  |  |  | 1 | Set |  |  | 139
433 | OPI-TAH-028-015 | 2022-02-23 | SACR-PL-TAH-028-019 | 2021-12-21 | ADSH-P-PO-GE-028 | TAHVIEH IRAN CO. | DDP | 19 |  | 3 | Main Item | E.W.H-04 | E.W.H-04 | ELECTRICAL WATER HEATER | 1 | 1 |  |  |  |  | 1 | Set |  |  | 139
434 | OPI-TAH-028-015 | 2022-02-23 | SACR-PL-TAH-028-019 | 2021-12-21 | ADSH-P-PO-GE-028 | TAHVIEH IRAN CO. | DDP | 19 |  | 3 | Main Item | E.W.H-04 | E.W.H-04 | ELECTRICAL WATER HEATER | 1 | 1 |  |  |  |  | 1 | Set |  |  | 139
435 | OPI-TAH-028-015 | 2022-02-23 | SACR-PL-TAH-028-019 | 2021-12-21 | ADSH-P-PO-GE-028 | TAHVIEH IRAN CO. | DDP | 19 |  | 3 | Main Item | E.W.H-02-F.F.S | E.W.H-02-F.F.S | ELECTRICAL WATER HEATER | 1 | 1 |  |  |  |  | 1 | Set |  |  | 139
436 | OPI-TAH-028-015 | 2022-02-23 | SACR-PL-TAH-028-019 | 2021-12-21 | ADSH-P-PO-GE-028 | TAHVIEH IRAN CO. | DDP | 19 |  | 4 | Main Item | E.W.H-05 | E.W.H-05 | ELECTRICAL WATER HEATER | 1 | 1 |  |  |  |  | 1 | Set |  |  | 139
437 | OPI-TAH-028-015 | 2022-02-23 | SACR-PL-TAH-028-019 | 2021-12-21 | ADSH-P-PO-GE-028 | TAHVIEH IRAN CO. | DDP | 19 |  | 4 | Main Item | E.W.H-04 | E.W.H-04 | ELECTRICAL WATER HEATER | 1 | 1 |  |  |  |  | 1 | Set |  |  | 139
438 | OPI-TAH-028-015 | 2022-02-23 | SACR-PL-TAH-028-019 | 2021-12-21 | ADSH-P-PO-GE-028 | TAHVIEH IRAN CO. | DDP | 19 |  | 4 | Main Item | E.W.H-04 | E.W.H-04 | ELECTRICAL WATER HEATER | 1 | 1 |  |  |  |  | 1 | Set |  |  | 139
439 | OPI-TAH-028-015 | 2022-02-23 | SACR-PL-TAH-028-019 | 2021-12-21 | ADSH-P-PO-GE-028 | TAHVIEH IRAN CO. | DDP | 19 |  | 5 | Main Item | E.F-RES-02 | E.F-RES-02 | EXHAUST FAN | 1 | 1 |  |  |  |  | 1 | Set |  |  | 139
440 | OPI-TAH-028-015 | 2022-02-23 | SACR-PL-TAH-028-019 | 2021-12-21 | ADSH-P-PO-GE-028 | TAHVIEH IRAN CO. | DDP | 19 |  | 5 | Main Item | E.F-CLC-01 | E.F-CLC-01 | EXHAUST FAN | 1 | 1 |  |  |  |  | 1 | Set |  |  | 139
441 | OPI-TAH-028-015 | 2022-02-23 | SACR-PL-TAH-028-019 | 2021-12-21 | ADSH-P-PO-GE-028 | TAHVIEH IRAN CO. | DDP | 19 |  | 5 | Main Item | E.F-CLC-02 | E.F-CLC-02 | EXHAUST FAN | 1 | 1 |  |  |  |  | 1 | Set |  |  | 182
442 | OPI-TAH-028-015 | 2022-02-23 | SACR-PL-TAH-028-019 | 2021-12-21 | ADSH-P-PO-GE-028 | TAHVIEH IRAN CO. | DDP | 19 |  | 5 | Main Item | E.F-LAB-01 | E.F-LAB-01 | EXHAUST FAN | 1 | 1 |  |  |  |  | 1 | Set |  |  | 182
443 | OPI-TAH-028-016 | 2022-02-23 | SACR-PL-TAH-028-020 | 2022-01-02 | ADSH-P-PO-GE-028 | TAHVIEH IRAN CO. | DDP | 020 |  | 1 | Main Item | HVAC-SAT-LAB-01 | HVAC-SAT-LAB-01 | Sound Attenuator Laboratory | 1 | 1 |  |  |  |  | 1 | Set |  |  | 182
444 | OPI-TAH-028-016 | 2022-02-23 | SACR-PL-TAH-028-020 | 2022-01-02 | ADSH-P-PO-GE-028 | TAHVIEH IRAN CO. | DDP | 020 |  | 2 | Main Item | HVAC-SAT-LAB-02 | HVAC-SAT-LAB-02 | Sound Attenuator Laboratory | 1 | 1 |  |  |  |  | 1 | Set |  |  | 182
445 | OPI-TAH-028-016 | 2022-02-23 | SACR-PL-TAH-028-020 | 2022-01-02 | ADSH-P-PO-GE-028 | TAHVIEH IRAN CO. | DDP | 020 |  | 3 | Main Item | HVAC-SAT-LAB-03 | HVAC-SAT-LAB-03 | Sound Attenuator Laboratory | 1 | 1 |  |  |  |  | 1 | Set |  |  | 182
446 | OPI-TAH-028-016 | 2022-02-23 | SACR-PL-TAH-028-020 | 2022-01-02 | ADSH-P-PO-GE-028 | TAHVIEH IRAN CO. | DDP | 020 |  | 4 | Main Item | HVAC-SAT-CRL-01 | HVAC-SAT-CRL-01 | Sound Attenuator Control | 1 | 1 |  |  |  |  | 1 | Set |  |  | 182
447 | OPI-TAH-028-016 | 2022-02-23 | SACR-PL-TAH-028-020 | 2022-01-02 | ADSH-P-PO-GE-028 | TAHVIEH IRAN CO. | DDP | 020 |  | 5 | Main Item | HVAC-SAT-OFC-01 | HVAC-SAT-OFC-01 | Sound Attenuator Office | 1 | 1 |  |  |  |  | 1 | Set |  |  | 182
448 | OPI-TAH-028-016 | 2022-02-23 | SACR-PL-TAH-028-020 | 2022-01-02 | ADSH-P-PO-GE-028 | TAHVIEH IRAN CO. | DDP | 020 |  | 6 | Main Item | HVAC-SAT-OFC-02 | HVAC-SAT-OFC-02 | Sound Attenuator Office | 1 | 1 |  |  |  |  | 1 | Set |  |  | 182
449 | OPI-TAH-028-017 | 2022-02-23 | SACR-PL-TAH-028-021 | 2022-01-02 | ADSH-P-PO-GE-028 | TAHVIEH IRAN CO. | DDP | 021 |  | 1 | Sub Item | HVAC-HVC35-UCP-001-I | AHU-LAB-01-MD-01 | Motorized Damper Actuator GCA126.1E | 1 | 1 |  |  |  |  | 1 | Piece |  |  | 182
450 | OPI-TAH-028-017 | 2022-02-23 | SACR-PL-TAH-028-021 | 2022-01-02 | ADSH-P-PO-GE-028 | TAHVIEH IRAN CO. | DDP | 021 |  | 1 | Sub Item | HVAC-HVC35-UCP-001-I | AHU-LAB-01-MD-02 | Motorized Damper Actuator GCA126.1E | 1 | 1 |  |  |  |  | 1 | Piece |  |  | 182
451 | OPI-TAH-028-017 | 2022-02-23 | SACR-PL-TAH-028-021 | 2022-01-02 | ADSH-P-PO-GE-028 | TAHVIEH IRAN CO. | DDP | 021 |  | 1 | Sub Item | HVAC-HVC35-UCP-001-O | AHU-LAB-02-MD-03 | Motorized Damper Actuator GCA126.1E | 1 | 1 |  |  |  |  | 1 | Piece |  |  | 182
452 | OPI-TAH-028-017 | 2022-02-23 | SACR-PL-TAH-028-021 | 2022-01-02 | ADSH-P-PO-GE-028 | TAHVIEH IRAN CO. | DDP | 021 |  | 1 | Sub Item | HVAC-HVC35-UCP-001-O | AHU-LAB-02-MD-04 | Motorized Damper Actuator GCA126.1E | 1 | 1 |  |  |  |  | 1 | Piece |  |  | 182
453 | OPI-TAH-028-017 | 2022-02-23 | SACR-PL-TAH-028-021 | 2022-01-02 | ADSH-P-PO-GE-028 | TAHVIEH IRAN CO. | DDP | 021 |  | 1 | Sub Item | HVAC-HVC35-UCP-001-CP | AHU-CRL-01-MD-01 | Motorized Damper Actuator GCA126.1E | 1 | 1 |  |  |  |  | 1 | Piece |  |  | 182
454 | OPI-TAH-028-017 | 2022-02-23 | SACR-PL-TAH-028-021 | 2022-01-02 | ADSH-P-PO-GE-028 | TAHVIEH IRAN CO. | DDP | 021 |  | 1 | Sub Item | HVAC-MPB-BulkItem | AHU-CRL-01-MD-02 | Motorized Damper Actuator GCA126.1E | 1 | 1 |  |  |  |  | 1 | Piece |  |  | 182
455 | OPI-TAH-028-017 | 2022-02-23 | SACR-PL-TAH-028-021 | 2022-01-02 | ADSH-P-PO-GE-028 | TAHVIEH IRAN CO. | DDP | 021 |  | 1 | Sub Item | HVAC-MPB-BulkItem | AHU-CRL-01-MD-03 | Motorized Damper Actuator GCA126.1E | 1 | 1 |  |  |  |  | 1 | Piece |  |  | 182
456 | OPI-TAH-028-017 | 2022-02-23 | SACR-PL-TAH-028-021 | 2022-01-02 | ADSH-P-PO-GE-028 | TAHVIEH IRAN CO. | DDP | 021 |  | 1 | Sub Item | HVAC-MPB-BulkItem | AHU-CRL-01-MD-04 | Motorized Damper Actuator GCA126.1E | 1 | 1 |  |  |  |  | 1 | Piece |  |  | 182
457 | OPI-TAH-028-017 | 2022-02-23 | SACR-PL-TAH-028-021 | 2022-01-02 | ADSH-P-PO-GE-028 | TAHVIEH IRAN CO. | DDP | 021 |  | 1 | Sub Item | HVAC-MPB-BulkItem | AHU-CRL-01-MD-05 | Motorized Damper Actuator GCA126.1E | 1 | 1 |  |  |  |  | 1 | Piece |  |  | 182
458 | OPI-TAH-028-017 | 2022-02-23 | SACR-PL-TAH-028-021 | 2022-01-02 | ADSH-P-PO-GE-028 | TAHVIEH IRAN CO. | DDP | 021 |  | 1 | Sub Item | HVAC-MPB-BulkItem | AHU-CRL-01-MD-06 | Motorized Damper Actuator GCA126.1E | 1 | 1 |  |  |  |  | 1 | Piece |  |  | 182
459 | OPI-TAH-028-017 | 2022-02-23 | SACR-PL-TAH-028-021 | 2022-01-02 | ADSH-P-PO-GE-028 | TAHVIEH IRAN CO. | DDP | 021 |  | 1 | Sub Item | HVAC-MPB-BulkItem | AHU-OFC-01-MD-01 | Motorized Damper Actuator GCA126.1E | 1 | 1 |  |  |  |  | 1 | Piece |  |  | 182
460 | OPI-TAH-028-017 | 2022-02-23 | SACR-PL-TAH-028-021 | 2022-01-02 | ADSH-P-PO-GE-028 | TAHVIEH IRAN CO. | DDP | 021 |  | 1 | Sub Item | HVAC-MPB-BulkItem | AHU-OFC-01-MD-02 | Motorized Damper Actuator GCA126.1E | 1 | 1 |  |  |  |  | 1 | Piece |  |  | 182
461 | OPI-TAH-028-017 | 2022-02-23 | SACR-PL-TAH-028-021 | 2022-01-02 | ADSH-P-PO-GE-028 | TAHVIEH IRAN CO. | DDP | 021 |  | 1 | Sub Item | HVAC-MPB-BulkItem | RTPU-FS-01-MD-01 | Motorized Damper Actuator GCA126.1E | 1 | 1 |  |  |  |  | 1 | Piece |  |  | 182
462 | OPI-TAH-028-017 | 2022-02-23 | SACR-PL-TAH-028-021 | 2022-01-02 | ADSH-P-PO-GE-028 | TAHVIEH IRAN CO. | DDP | 021 |  | 1 | Sub Item | HVAC-MPB-BulkItem | RTPU-FS-01-MD-02 | Motorized Damper Actuator GCA126.1E | 1 | 1 |  |  |  |  | 1 | Piece |  |  | 182
463 | OPI-TAH-028-017 | 2022-02-23 | SACR-PL-TAH-028-021 | 2022-01-02 | ADSH-P-PO-GE-028 | TAHVIEH IRAN CO. | DDP | 021 |  | 1 | Sub Item | HVAC-MPB-BulkItem | RTPU-FS-01-MD-03 | Motorized Damper Actuator GCA126.1E | 1 | 1 |  |  |  |  | 1 | Piece |  |  | 182
464 | OPI-TAH-028-017 | 2022-02-23 | SACR-PL-TAH-028-021 | 2022-01-02 | ADSH-P-PO-GE-028 | TAHVIEH IRAN CO. | DDP | 021 |  | 1 | Sub Item | HVAC-MPB-BulkItem | MPRD-CRL-01 | Motorized Fire Damper Actuator GMA164.1E | 1 | 1 |  |  |  |  | 1 | Piece |  |  | 182
465 | OPI-TAH-028-017 | 2022-02-23 | SACR-PL-TAH-028-021 | 2022-01-02 | ADSH-P-PO-GE-028 | TAHVIEH IRAN CO. | DDP | 021 |  | 1 | Sub Item | HVAC-MPB-BulkItem | MPRD-ITR-01 | Motorized Fire Damper Actuator GMA164.1E | 1 | 1 |  |  |  |  | 1 | Piece |  |  | 182
466 | OPI-TAH-028-017 | 2022-02-23 | SACR-PL-TAH-028-021 | 2022-01-02 | ADSH-P-PO-GE-028 | TAHVIEH IRAN CO. | DDP | 021 |  | 1 | Sub Item | HVAC-MPB-BulkItem | AHU-LAB-01-DPSH-01 | High Differential Pressure Switch SW.Nc+IR.Nc-P-0600 | 1 | 1 |  |  |  |  | 1 | Piece |  |  | 182
467 | OPI-TAH-028-017 | 2022-02-23 | SACR-PL-TAH-028-021 | 2022-01-02 | ADSH-P-PO-GE-028 | TAHVIEH IRAN CO. | DDP | 021 |  | 1 | Sub Item | HVAC-MPB-BulkItem | AHU-LAB-01-DPSH-02 | High Differential Pressure Switch SW.Nc+IR.Nc-P-0600 | 1 | 1 |  |  |  |  | 1 | Piece |  |  | 182
468 | OPI-TAH-028-017 | 2022-02-23 | SACR-PL-TAH-028-021 | 2022-01-02 | ADSH-P-PO-GE-028 | TAHVIEH IRAN CO. | DDP | 021 |  | 1 | Sub Item | HVAC-MPB-BulkItem | AHU-LAB-02-DPSH-03 | High Differential Pressure Switch SW.Nc+IR.Nc-P-0600 | 1 | 1 |  |  |  |  | 1 | Piece |  |  | 182
469 | OPI-TAH-028-017 | 2022-02-23 | SACR-PL-TAH-028-021 | 2022-01-02 | ADSH-P-PO-GE-028 | TAHVIEH IRAN CO. | DDP | 021 |  | 1 | Sub Item | HVAC-MPB-BulkItem | AHU-LAB-02-DPSH-04 | High Differential Pressure Switch SW.Nc+IR.Nc-P-0600 | 1 | 1 |  |  |  |  | 1 | Piece |  |  | 182
470 | OPI-TAH-028-017 | 2022-02-23 | SACR-PL-TAH-028-021 | 2022-01-02 | ADSH-P-PO-GE-028 | TAHVIEH IRAN CO. | DDP | 021 |  | 1 | Sub Item | HVAC-MPB-BulkItem | AHU-CRL-01-DPSH-01 | High Differential Pressure Switch SW.Nc+IR.Nc-P-0600 | 1 | 1 |  |  |  |  | 1 | Piece |  |  | 182
471 | OPI-TAH-028-017 | 2022-02-23 | SACR-PL-TAH-028-021 | 2022-01-02 | ADSH-P-PO-GE-028 | TAHVIEH IRAN CO. | DDP | 021 |  | 1 | Sub Item | HVAC-MPB-BulkItem | AHU-CRL-01-DPSH-02 | High Differential Pressure Switch SW.Nc+IR.Nc-P-0600 | 1 | 1 |  |  |  |  | 1 | Piece |  |  | 182
472 | OPI-TAH-028-017 | 2022-02-23 | SACR-PL-TAH-028-021 | 2022-01-02 | ADSH-P-PO-GE-028 | TAHVIEH IRAN CO. | DDP | 021 |  | 1 | Sub Item | HVAC-MPB-BulkItem | AHU-CRL-02-DPSH-03 | High Differential Pressure Switch SW.Nc+IR.Nc-P-0600 | 1 | 1 |  |  |  |  | 1 | Piece |  |  | 182
473 | OPI-TAH-028-017 | 2022-02-23 | SACR-PL-TAH-028-021 | 2022-01-02 | ADSH-P-PO-GE-028 | TAHVIEH IRAN CO. | DDP | 021 |  | 1 | Sub Item | HVAC-MPB-BulkItem | AHU-CRL-02-DPSH-04 | High Differential Pressure Switch SW.Nc+IR.Nc-P-0600 | 1 | 1 |  |  |  |  | 1 | Piece |  |  | 182
474 | OPI-TAH-028-017 | 2022-02-23 | SACR-PL-TAH-028-021 | 2022-01-02 | ADSH-P-PO-GE-028 | TAHVIEH IRAN CO. | DDP | 021 |  | 1 | Sub Item | HVAC-MPB-BulkItem | AHU-OFC-01-DPSH-01 | High Differential Pressure Switch SW.Nc+IR.Nc-P-0600 | 1 | 1 |  |  |  |  | 1 | Piece |  |  | 182
475 | OPI-TAH-028-017 | 2022-02-23 | SACR-PL-TAH-028-021 | 2022-01-02 | ADSH-P-PO-GE-028 | TAHVIEH IRAN CO. | DDP | 021 |  | 1 | Sub Item | HVAC-MPB-BulkItem | AHU-OFC-01-DPSH-02 | High Differential Pressure Switch SW.Nc+IR.Nc-P-0600 | 1 | 1 |  |  |  |  | 1 | Piece |  |  | 182
476 | OPI-TAH-028-017 | 2022-02-23 | SACR-PL-TAH-028-021 | 2022-01-02 | ADSH-P-PO-GE-028 | TAHVIEH IRAN CO. | DDP | 021 |  | 1 | Sub Item | HVAC-MPB-BulkItem | RTPU-FS-01-DPSH-01 | High Differential Pressure Switch SW.Nc+IR.Nc-P-0600 | 1 | 1 |  |  |  |  | 1 | Piece |  |  | 182
477 | OPI-TAH-028-017 | 2022-02-23 | SACR-PL-TAH-028-021 | 2022-01-02 | ADSH-P-PO-GE-028 | TAHVIEH IRAN CO. | DDP | 021 |  | 1 | Sub Item | HVAC-MPB-BulkItem | RTPU-FS-01-DPSH-02 | High Differential Pressure Switch SW.Nc+IR.Nc-P-0600 | 1 | 1 |  |  |  |  | 1 | Piece |  |  | 182
478 | OPI-TAH-028-017 | 2022-02-23 | SACR-PL-TAH-028-021 | 2022-01-02 | ADSH-P-PO-GE-028 | TAHVIEH IRAN CO. | DDP | 021 |  | 1 | Sub Item | HVAC-MPB-BulkItem | EF-LAB-01-DPSL-03 | High Differential Pressure Switch SW.Nc+IR.Nc-P-0600 | 1 | 1 |  |  |  |  | 1 | Piece |  |  | 182
479 | OPI-TAH-028-017 | 2022-02-23 | SACR-PL-TAH-028-021 | 2022-01-02 | ADSH-P-PO-GE-028 | TAHVIEH IRAN CO. | DDP | 021 |  | 1 | Sub Item | HVAC-MPB-BulkItem | AHU-LAB-01-DPSL-01 | Low Differential Pressure Switch SW.Nc+IR.Nc-P-2500 | 1 | 1 |  |  |  |  | 1 | Piece |  |  | 182
480 | OPI-TAH-028-017 | 2022-02-23 | SACR-PL-TAH-028-021 | 2022-01-02 | ADSH-P-PO-GE-028 | TAHVIEH IRAN CO. | DDP | 021 |  | 1 | Sub Item | HVAC-MPB-BulkItem | AHU-LAB-02-DPSL-02 | Low Differential Pressure Switch SW.Nc+IR.Nc-P-2500 | 1 | 1 |  |  |  |  | 1 | Piece |  |  | 182
481 | OPI-TAH-028-017 | 2022-02-23 | SACR-PL-TAH-028-021 | 2022-01-02 | ADSH-P-PO-GE-028 | TAHVIEH IRAN CO. | DDP | 021 |  | 1 | Sub Item | HVAC-MPB-BulkItem | AHU-CRL-01-DPSL-01 | Low Differential Pressure Switch SW.Nc+IR.Nc-P-2500 | 1 | 1 |  |  |  |  | 1 | Piece |  |  | 182
482 | OPI-TAH-028-017 | 2022-02-23 | SACR-PL-TAH-028-021 | 2022-01-02 | ADSH-P-PO-GE-028 | TAHVIEH IRAN CO. | DDP | 021 |  | 1 | Sub Item | HVAC-MPB-BulkItem | AHU-CRL-02-DPSL-02 | Low Differential Pressure Switch SW.Nc+IR.Nc-P-2500 | 1 | 1 |  |  |  |  | 1 | Piece |  |  | 182
483 | OPI-TAH-028-017 | 2022-02-23 | SACR-PL-TAH-028-021 | 2022-01-02 | ADSH-P-PO-GE-028 | TAHVIEH IRAN CO. | DDP | 021 |  | 1 | Sub Item | HVAC-MPB-BulkItem | AHU-OFC-01-DPSL-01 | Low Differential Pressure Switch SW.Nc+IR.Nc-P-2500 | 1 | 1 |  |  |  |  | 1 | Piece |  |  | 182
484 | OPI-TAH-028-017 | 2022-02-23 | SACR-PL-TAH-028-021 | 2022-01-02 | ADSH-P-PO-GE-028 | TAHVIEH IRAN CO. | DDP | 021 |  | 1 | Sub Item | HVAC-MPB-BulkItem | RTPU-FS-01-DPSL-01 | Low Differential Pressure Switch SW.Nc+IR.Nc-P-2500 | 1 | 1 |  |  |  |  | 1 | Piece |  |  | 182
485 | OPI-TAH-028-017 | 2022-02-23 | SACR-PL-TAH-028-021 | 2022-01-02 | ADSH-P-PO-GE-028 | TAHVIEH IRAN CO. | DDP | 021 |  | 1 | Sub Item | HVAC-MPB-BulkItem | E.F-BAT-01A-DPSL-03 | Low Differential Pressure Switch SW.Ex+IR-Ex-P-0600 | 1 | 1 |  |  |  |  | 1 | Piece |  |  | 182
486 | OPI-TAH-028-017 | 2022-02-23 | SACR-PL-TAH-028-021 | 2022-01-02 | ADSH-P-PO-GE-028 | TAHVIEH IRAN CO. | DDP | 021 |  | 1 | Sub Item | HVAC-MPB-BulkItem | E.F-BAT-01B-DPSL-04 | Low Differential Pressure Switch SW.Ex+IR-Ex-P-0600 | 1 | 1 |  |  |  |  | 1 | Piece |  |  | 182
487 | OPI-TAH-028-017 | 2022-02-23 | SACR-PL-TAH-028-021 | 2022-01-02 | ADSH-P-PO-GE-028 | TAHVIEH IRAN CO. | DDP | 021 |  | 1 | Sub Item | HVAC-MPB-BulkItem | HTT-LAB-01 | Temperature & Humidity Transmitter QFM3171 | 1 | 1 |  |  |  |  | 1 | Piece |  |  | 182
488 | OPI-TAH-028-017 | 2022-02-23 | SACR-PL-TAH-028-021 | 2022-01-02 | ADSH-P-PO-GE-028 | TAHVIEH IRAN CO. | DDP | 021 |  | 1 | Sub Item | HVAC-MPB-BulkItem | HTT-LAB-02 | Temperature & Humidity Transmitter QFM3171 | 1 | 1 |  |  |  |  | 1 | Piece |  |  | 182
489 | OPI-TAH-028-017 | 2022-02-23 | SACR-PL-TAH-028-021 | 2022-01-02 | ADSH-P-PO-GE-028 | TAHVIEH IRAN CO. | DDP | 021 |  | 1 | Sub Item | HVAC-MPB-BulkItem | HTT-CRL-01 | Temperature & Humidity Transmitter QFM3171 | 1 | 1 |  |  |  |  | 1 | Piece |  |  | 182
490 | OPI-TAH-028-017 | 2022-02-23 | SACR-PL-TAH-028-021 | 2022-01-02 | ADSH-P-PO-GE-028 | TAHVIEH IRAN CO. | DDP | 021 |  | 1 | Sub Item | HVAC-MPB-BulkItem | HTT-CRL-02 | Temperature & Humidity Transmitter QFM3171 | 1 | 1 |  |  |  |  | 1 | Piece |  |  | 182
491 | OPI-TAH-028-017 | 2022-02-23 | SACR-PL-TAH-028-021 | 2022-01-02 | ADSH-P-PO-GE-028 | TAHVIEH IRAN CO. | DDP | 021 |  | 1 | Sub Item | HVAC-MPB-BulkItem | HTT-OFC-01 | Temperature & Humidity Transmitter QFM3171 | 1 | 1 |  |  |  |  | 1 | Piece |  |  | 182
492 | OPI-TAH-028-017 | 2022-02-23 | SACR-PL-TAH-028-021 | 2022-01-02 | ADSH-P-PO-GE-028 | TAHVIEH IRAN CO. | DDP | 021 |  | 1 | Sub Item | HVAC-MPB-BulkItem | HTT-FS-01 | Temperature & Humidity Transmitter QFM3171 | 1 | 1 |  |  |  |  | 1 | Piece |  |  | 182
493 | OPI-TAH-028-017 | 2022-02-23 | SACR-PL-TAH-028-021 | 2022-01-02 | ADSH-P-PO-GE-028 | TAHVIEH IRAN CO. | DDP | 021 |  | 1 | Sub Item | HVAC-MPB-BulkItem | HTT-FS-02 | Temperature & Humidity Transmitter QFM3171 | 1 | 1 |  |  |  |  | 1 | Piece |  |  | 182
494 | OPI-TAH-028-017 | 2022-02-23 | SACR-PL-TAH-028-021 | 2022-01-02 | ADSH-P-PO-GE-028 | TAHVIEH IRAN CO. | DDP | 021 |  | 1 | Sub Item | HVAC-MPB-BulkItem | DPT-LAB-01 | Differential Pressure Transmitter QBM3120-1D | 1 | 1 |  |  |  |  | 1 | Piece |  |  | 182
495 | OPI-TAH-028-017 | 2022-02-23 | SACR-PL-TAH-028-021 | 2022-01-02 | ADSH-P-PO-GE-028 | TAHVIEH IRAN CO. | DDP | 021 |  | 1 | Sub Item | HVAC-MPB-BulkItem | DPT-CRL-001 | Differential Pressure Transmitter QBM3120-1D | 1 | 1 |  |  |  |  | 1 | Piece |  |  | 182
496 | OPI-TAH-028-017 | 2022-02-23 | SACR-PL-TAH-028-021 | 2022-01-02 | ADSH-P-PO-GE-028 | TAHVIEH IRAN CO. | DDP | 021 |  | 1 | Sub Item | HVAC-MPB-BulkItem | DPT-CRL-002 | Differential Pressure Transmitter QBM3120-1D | 1 | 1 |  |  |  |  | 1 | Piece |  |  | 182
497 | OPI-TAH-028-017 | 2022-02-23 | SACR-PL-TAH-028-021 | 2022-01-02 | ADSH-P-PO-GE-028 | TAHVIEH IRAN CO. | DDP | 021 |  | 2 | Main Item | HVAC-HVC35-UCP-001-I | HVAC-HVC35-UCP-001-I | Indoor Unit Split Connex | 1 | 1 |  |  |  |  | 1 | Set |  |  | 182
498 | OPI-TAH-028-017 | 2022-02-23 | SACR-PL-TAH-028-021 | 2022-01-02 | ADSH-P-PO-GE-028 | TAHVIEH IRAN CO. | DDP | 021 |  | 2 | Main Item | HVAC-HVC35-UCP-001-I | HVAC-HVC35-UCP-001-I | Indoor Unit Split Connex | 1 | 1 |  |  |  |  | 1 | Set |  |  | 182
499 | OPI-TAH-028-017 | 2022-02-23 | SACR-PL-TAH-028-021 | 2022-01-02 | ADSH-P-PO-GE-028 | TAHVIEH IRAN CO. | DDP | 021 |  | 2 | Main Item | HVAC-HVC35-UCP-001-O | HVAC-HVC35-UCP-001-O | Outdoor Unit Split Connex | 1 | 1 |  |  |  |  | 1 | Set |  |  | 182
500 | OPI-TAH-028-017 | 2022-02-23 | SACR-PL-TAH-028-021 | 2022-01-02 | ADSH-P-PO-GE-028 | TAHVIEH IRAN CO. | DDP | 021 |  | 2 | Main Item | HVAC-HVC35-UCP-001-O | HVAC-HVC35-UCP-001-O | Outdoor Unit Split Connex | 1 | 1 |  |  |  |  | 1 | Set |  |  | 182
501 | OPI-TAH-028-022 | 2022-04-29 | SACR-PL-TAH-028-022 | 2022-02-01 | ADSH-P-PO-GE-028 | TAHVIEH IRAN CO. | DDP | 022 |  | 1 | Sub Item | HVAC-MPB-BulkItem | EF-CRL-02 | FAN , VIK-35A4S | 1 | 1 |  |  |  |  | 1 | Piece |  |  | 182
502 | OPI-TAH-028-022 | 2022-04-29 | SACR-PL-TAH-028-022 | 2022-02-01 | ADSH-P-PO-GE-028 | TAHVIEH IRAN CO. | DDP | 022 |  | 1 | Sub Item | HVAC-MPB-BulkItem | EF-TEL-01 | FAN , VIK-35A4S | 1 | 1 |  |  |  |  | 1 | Piece |  |  | 182
503 | OPI-TAH-028-022 | 2022-04-29 | SACR-PL-TAH-028-022 | 2022-02-01 | ADSH-P-PO-GE-028 | TAHVIEH IRAN CO. | DDP | 022 |  | 1 | Sub Item | HVAC-MPB-BulkItem | EF-LAB-02 | FAN , REB-22/4V2S | 1 | 1 |  |  |  |  | 1 | Piece |  |  | 182
504 | OPI-TAH-028-022 | 2022-04-29 | SACR-PL-TAH-028-022 | 2022-02-01 | ADSH-P-PO-GE-028 | TAHVIEH IRAN CO. | DDP | 022 |  | 1 | Sub Item | HVAC-MPB-BulkItem | EF-CRL-03 | FAN , VIK-30A6S | 1 | 1 |  |  |  |  | 1 | Piece |  |  | 182
505 | OPI-TAH-028-022 | 2022-04-29 | SACR-PL-TAH-028-022 | 2022-02-01 | ADSH-P-PO-GE-028 | TAHVIEH IRAN CO. | DDP | 022 |  | 1 | Sub Item | HVAC-MPB-BulkItem | EF-FS-02 | FAN , VIK-30A6S | 1 | 1 |  |  |  |  | 1 | Piece |  |  | 182
506 | OPI-TAH-028-022 | 2022-04-29 | SACR-PL-TAH-028-022 | 2022-02-01 | ADSH-P-PO-GE-028 | TAHVIEH IRAN CO. | DDP | 022 |  | 1 | Sub Item | HVAC-MPB-BulkItem | EF-CRL-01 | FAN , REB-30/1OL6S | 1 | 1 |  |  |  |  | 1 | Piece |  |  | 182
507 | OPI-TAH-028-022 | 2022-04-29 | SACR-PL-TAH-028-022 | 2022-02-01 | ADSH-P-PO-GE-028 | TAHVIEH IRAN CO. | DDP | 022 |  | 1 | Sub Item | HVAC-MPB-BulkItem | EF-FS-03 | FAN , VIK-30A6S | 1 | 1 |  |  |  |  | 1 | Piece |  |  | 153
508 | OPI-TAH-028-022 | 2022-04-29 | SACR-PL-TAH-028-022 | 2022-02-01 | ADSH-P-PO-GE-028 | TAHVIEH IRAN CO. | DDP | 022 |  | 1 | Sub Item | HVAC-MPB-BulkItem | EF-RES-01 | FAN , REB-50/18Z6T | 1 | 1 |  |  |  |  | 1 | Piece |  |  | 153
509 | OPI-TAH-028-022 | 2022-04-29 | SACR-PL-TAH-028-022 | 2022-02-01 | ADSH-P-PO-GE-028 | TAHVIEH IRAN CO. | DDP | 022 |  | 1 | Sub Item | HVAC-MPB-BulkItem | EF-FS-04 | FAN , VIK-30A6S | 1 | 1 |  |  |  |  | 1 | Piece |  |  | 153
510 | OPI-TAH-028-022 | 2022-04-29 | SACR-PL-TAH-028-022 | 2022-02-01 | ADSH-P-PO-GE-028 | TAHVIEH IRAN CO. | DDP | 022 |  | 1 | Sub Item | HVAC-MPB-BulkItem | EF-FS-01 | FAN , VIK-30A6S | 1 | 1 |  |  |  |  | 1 | Piece |  |  | 153
511 | OPI-TAH-028-022 | 2022-04-29 | SACR-PL-TAH-028-022 | 2022-02-01 | ADSH-P-PO-GE-028 | TAHVIEH IRAN CO. | DDP | 022 |  | 1 | Sub Item | HVAC-MPB-BulkItem | EF-OFC-01 | FAN , REB-50/18Z6T | 1 | 1 |  |  |  |  | 1 | Piece |  |  | 153
512 | OPI-TAH-028-022 | 2022-04-29 | SACR-PL-TAH-028-022 | 2022-02-01 | ADSH-P-PO-GE-028 | TAHVIEH IRAN CO. | DDP | 022 |  | 1 | Sub Item | HVAC-MPB-BulkItem | EF-FS-05 | FAN , VIK-50G4S-H | 1 | 1 |  |  |  |  | 1 | Piece |  |  | 153
513 | OPI-TAH-028-022 | 2022-04-29 | SACR-PL-TAH-028-022 | 2022-02-01 | ADSH-P-PO-GE-028 | TAHVIEH IRAN CO. | DDP | 022 |  | 1 | Sub Item | HVAC-MPB-BulkItem | EF-FS-06 | FAN , VIK-50G4S-H | 1 | 1 |  |  |  |  | 1 | Piece |  |  | 182
514 | OPI-TAH-028-022 | 2022-04-29 | SACR-PL-TAH-028-022 | 2022-02-01 | ADSH-P-PO-GE-028 | TAHVIEH IRAN CO. | DDP | 022 |  | 1 | Sub Item | HVAC-MPB-BulkItem | EF-FS-07 | FAN , VIK-35A6S | 1 | 1 |  |  |  |  | 1 | Piece |  |  | 182
515 | OPI-TAH-028-023 | 2022-04-29 | SACR-PL-TAH-028-023 | 2022-02-03 | ADSH-P-PO-GE-028 | TAHVIEH IRAN CO. | DDP | 23 |  | 1 | Sub Item | ACCU-CRL-01 | HAR 5-100 (3) | Condensing Unit \With Electrial Local Panel | 1 | 1 |  |  |  |  | 1 | Piece |  |  | 182
516 | OPI-TAH-028-023 | 2022-04-29 | SACR-PL-TAH-028-023 | 2022-02-03 | ADSH-P-PO-GE-028 | TAHVIEH IRAN CO. | DDP | 23 |  | 2 | Sub Item | ACCU-LAB-01 | HAR 5-140 (02) | Condensing Unit \With Electrial Local Panel | 1 | 1 |  |  |  |  | 1 | Piece |  |  | 182
517 | OPI-TAH-028-023 | 2022-04-29 | SACR-PL-TAH-028-023 | 2022-02-03 | ADSH-P-PO-GE-028 | TAHVIEH IRAN CO. | DDP | 23 |  | 3 | Sub Item | ACCU-OFC-01 | HAR 5-140 (02) | Condensing Unit \With Electrial Local Panel | 1 | 1 |  |  |  |  | 1 | Piece |  |  | 182
518 | OPI-TAH-028-023 | 2022-04-29 | SACR-PL-TAH-028-023 | 2022-02-03 | ADSH-P-PO-GE-028 | TAHVIEH IRAN CO. | DDP | 23 |  | 4 | Sub Item | ACCU-LAB-02 | HAR 5-140 (01) | Condensing Unit \With Electrial Local Panel | 1 | 1 |  |  |  |  | 1 | Piece |  |  | 182
519 | OPI-TAH-028-023 | 2022-04-29 | SACR-PL-TAH-028-023 | 2022-02-03 | ADSH-P-PO-GE-028 | TAHVIEH IRAN CO. | DDP | 23 |  | 5 | Sub Item | ACCU-CRL-02 | HAR 5-100 (3) | Condensing Unit \With Electrial Local Panel | 1 | 1 |  |  |  |  | 1 | Piece |  |  | 182
520 | OPI-TAH-028-023 | 2022-04-29 | SACR-PL-TAH-028-023 | 2022-02-03 | ADSH-P-PO-GE-028 | TAHVIEH IRAN CO. | DDP | 23 |  | 6 | Sub Item | RTPU-FS-01 | HAR 5-18 (6) | Condensing Unit \With Electrial Local Panel | 1 | 1 |  |  |  |  | 1 | Piece |  |  | 182
521 | OPI-TAH-028-025 | 2022-08-02 | SACR-PL-TAH-028-024 | 2022-02-09 | ADSH-P-PO-GE-028 | TAHVIEH IRAN CO. | DDP | 24 |  | 1 | Sub Item | HVAC-MPB-BulkItem | I.U.CLC-06-8.5 CMM | YVKVXH028WAR-GX | 1 | 1 |  |  |  |  | 1 | Piece |  |  | 182
522 | OPI-TAH-028-025 | 2022-08-02 | SACR-PL-TAH-028-024 | 2022-02-09 | ADSH-P-PO-GE-028 | TAHVIEH IRAN CO. | DDP | 24 |  | 1 | Sub Item | HVAC-MPB-BulkItem | 1I.U.CLC-07-8.5 CMM | YVKVXH028WAR-GX | 1 | 1 |  |  |  |  | 1 | Piece |  |  | 182
523 | OPI-TAH-028-025 | 2022-08-02 | SACR-PL-TAH-028-024 | 2022-02-09 | ADSH-P-PO-GE-028 | TAHVIEH IRAN CO. | DDP | 24 |  | 1 | Sub Item | HVAC-MPB-BulkItem | I.U.LAB-01-8.5 CMM | YVKVXH028WAR-GX | 1 | 1 |  |  |  |  | 1 | Piece |  |  | 182
524 | OPI-TAH-028-025 | 2022-08-02 | SACR-PL-TAH-028-024 | 2022-02-09 | ADSH-P-PO-GE-028 | TAHVIEH IRAN CO. | DDP | 24 |  | 1 | Sub Item | HVAC-MPB-BulkItem | I.U.LAB-04-8.5 CMM | YVKVXH028WAR-GX | 1 | 1 |  |  |  |  | 1 | Piece |  |  | 182
525 | OPI-TAH-028-025 | 2022-08-02 | SACR-PL-TAH-028-024 | 2022-02-09 | ADSH-P-PO-GE-028 | TAHVIEH IRAN CO. | DDP | 24 |  | 1 | Sub Item | HVAC-MPB-BulkItem | I.U.OFC-19-9 CMM | YVKVXH028WAR-GX | 1 | 1 |  |  |  |  | 1 | Piece |  |  | 182
526 | OPI-TAH-028-025 | 2022-08-02 | SACR-PL-TAH-028-024 | 2022-02-09 | ADSH-P-PO-GE-028 | TAHVIEH IRAN CO. | DDP | 24 |  | 1 | Sub Item | HVAC-MPB-BulkItem | I.U.OFC-20-9 CMM | YVKVXH028WAR-GX | 1 | 1 |  |  |  |  | 1 | Piece |  |  | 182
527 | OPI-TAH-028-025 | 2022-08-02 | SACR-PL-TAH-028-024 | 2022-02-09 | ADSH-P-PO-GE-028 | TAHVIEH IRAN CO. | DDP | 24 |  | 1 | Sub Item | HVAC-MPB-BulkItem | I.U.CLC-05-8.5 CMM | YVKVXH028WAR-GX | 1 | 1 |  |  |  |  | 1 | Piece |  |  | 182
528 | OPI-TAH-028-025 | 2022-08-02 | SACR-PL-TAH-028-024 | 2022-02-09 | ADSH-P-PO-GE-028 | TAHVIEH IRAN CO. | DDP | 24 |  | 1 | Sub Item | HVAC-MPB-BulkItem | I.U.OFC-03-8.5 CMM | YVKVXH028WAR-GX | 1 | 1 |  |  |  |  | 1 | Piece |  |  | 182
529 | OPI-TAH-028-025 | 2022-08-02 | SACR-PL-TAH-028-024 | 2022-02-09 | ADSH-P-PO-GE-028 | TAHVIEH IRAN CO. | DDP | 24 |  | 2 | Sub Item | HVAC-MPB-BulkItem | I.U.LAB-02-8.5 CMM | YVKVXH028WAR-GX | 1 | 1 |  |  |  |  | 1 | Piece |  |  | 182
530 | OPI-TAH-028-025 | 2022-08-02 | SACR-PL-TAH-028-024 | 2022-02-09 | ADSH-P-PO-GE-028 | TAHVIEH IRAN CO. | DDP | 24 |  | 2 | Sub Item | HVAC-MPB-BulkItem | I.U.OFC-05-9 CMM | YVKVXH028WAR-GX | 1 | 1 |  |  |  |  | 1 | Piece |  |  | 182
531 | OPI-TAH-028-025 | 2022-08-02 | SACR-PL-TAH-028-024 | 2022-02-09 | ADSH-P-PO-GE-028 | TAHVIEH IRAN CO. | DDP | 24 |  | 2 | Sub Item | HVAC-MPB-BulkItem | I.U.LAB-03-9 CMM | YVKVXH028WAR-GX | 1 | 1 |  |  |  |  | 1 | Piece |  |  | 182
532 | OPI-TAH-028-025 | 2022-08-02 | SACR-PL-TAH-028-024 | 2022-02-09 | ADSH-P-PO-GE-028 | TAHVIEH IRAN CO. | DDP | 24 |  | 2 | Sub Item | HVAC-MPB-BulkItem | I.U.OFC-06-9 CMM | YVKVXH028WAR-GX | 1 | 1 |  |  |  |  | 1 | Piece |  |  | 182
533 | OPI-TAH-028-025 | 2022-08-02 | SACR-PL-TAH-028-024 | 2022-02-09 | ADSH-P-PO-GE-028 | TAHVIEH IRAN CO. | DDP | 24 |  | 2 | Sub Item | HVAC-MPB-BulkItem | I.U.CLC-01-8.5 CMM | YVKVXH028WAR-GX | 1 | 1 |  |  |  |  | 1 | Piece |  |  | 182
534 | OPI-TAH-028-025 | 2022-08-02 | SACR-PL-TAH-028-024 | 2022-02-09 | ADSH-P-PO-GE-028 | TAHVIEH IRAN CO. | DDP | 24 |  | 2 | Sub Item | HVAC-MPB-BulkItem | I.U.RES-18-8.5 CMM | YVKVXH028WAR-GX | 1 | 1 |  |  |  |  | 1 | Piece |  |  | 182
535 | OPI-TAH-028-025 | 2022-08-02 | SACR-PL-TAH-028-024 | 2022-02-09 | ADSH-P-PO-GE-028 | TAHVIEH IRAN CO. | DDP | 24 |  | 2 | Sub Item | HVAC-MPB-BulkItem | I.U.RES-19-8.5 CMM | YVKVXH028WAR-GX | 1 | 1 |  |  |  |  | 1 | Piece |  |  | 182
536 | OPI-TAH-028-025 | 2022-08-02 | SACR-PL-TAH-028-024 | 2022-02-09 | ADSH-P-PO-GE-028 | TAHVIEH IRAN CO. | DDP | 24 |  | 2 | Sub Item | HVAC-MPB-BulkItem | I.U.LAB-05-8.5 CMM | YVKVXH028WAR-GX | 1 | 1 |  |  |  |  | 1 | Piece |  |  | 182
537 | OPI-TAH-028-025 | 2022-08-02 | SACR-PL-TAH-028-024 | 2022-02-09 | ADSH-P-PO-GE-028 | TAHVIEH IRAN CO. | DDP | 24 |  | 3 | Sub Item | HVAC-MPB-BulkItem | I.U.RES-04-9 CMM | YVKVXH028WAR-GX | 1 | 1 |  |  |  |  | 1 | Piece |  |  | 182
538 | OPI-TAH-028-025 | 2022-08-02 | SACR-PL-TAH-028-024 | 2022-02-09 | ADSH-P-PO-GE-028 | TAHVIEH IRAN CO. | DDP | 24 |  | 3 | Sub Item | HVAC-MPB-BulkItem | I.U.RES-02-8.5 CMM | YVKVXH028WAR-GX | 1 | 1 |  |  |  |  | 1 | Piece |  |  | 182
539 | OPI-TAH-028-025 | 2022-08-02 | SACR-PL-TAH-028-024 | 2022-02-09 | ADSH-P-PO-GE-028 | TAHVIEH IRAN CO. | DDP | 24 |  | 3 | Sub Item | HVAC-MPB-BulkItem | I.U.RES-03-8.5 CMM | YVKVXH028WAR-GX | 1 | 1 |  |  |  |  | 1 | Piece |  |  | 182
540 | OPI-TAH-028-025 | 2022-08-02 | SACR-PL-TAH-028-024 | 2022-02-09 | ADSH-P-PO-GE-028 | TAHVIEH IRAN CO. | DDP | 24 |  | 3 | Sub Item | HVAC-MPB-BulkItem | I.U.CLC-04-8.5 CMM | YVKVXH028WAR-GX | 1 | 1 |  |  |  |  | 1 | Piece |  |  | 182
541 | OPI-TAH-028-025 | 2022-08-02 | SACR-PL-TAH-028-024 | 2022-02-09 | ADSH-P-PO-GE-028 | TAHVIEH IRAN CO. | DDP | 24 |  | 3 | Sub Item | HVAC-MPB-BulkItem | I.U.RES-06-9 CMM | YVKVXH028WAR-GX | 1 | 1 |  |  |  |  | 1 | Piece |  |  | 182
542 | OPI-TAH-028-025 | 2022-08-02 | SACR-PL-TAH-028-024 | 2022-02-09 | ADSH-P-PO-GE-028 | TAHVIEH IRAN CO. | DDP | 24 |  | 3 | Sub Item | HVAC-MPB-BulkItem | I.U.RES-07-9 CMM | YVKVXH028WAR-GX | 1 | 1 |  |  |  |  | 1 | Piece |  |  | 182
543 | OPI-TAH-028-025 | 2022-08-02 | SACR-PL-TAH-028-024 | 2022-02-09 | ADSH-P-PO-GE-028 | TAHVIEH IRAN CO. | DDP | 24 |  | 3 | Sub Item | HVAC-MPB-BulkItem | I.U.RES-05-9 CMM | YVKVXH028WAR-GX | 1 | 1 |  |  |  |  | 1 | Piece |  |  | 182
544 | OPI-TAH-028-025 | 2022-08-02 | SACR-PL-TAH-028-024 | 2022-02-09 | ADSH-P-PO-GE-028 | TAHVIEH IRAN CO. | DDP | 24 |  | 3 | Sub Item | HVAC-MPB-BulkItem | I.U.RES-01-8.5 CMM | YVKVXH028WAR-GX | 1 | 1 |  |  |  |  | 1 | Piece |  |  | 182
545 | OPI-TAH-028-025 | 2022-08-02 | SACR-PL-TAH-028-024 | 2022-02-09 | ADSH-P-PO-GE-028 | TAHVIEH IRAN CO. | DDP | 24 |  | 4 | Sub Item | HVAC-MPB-BulkItem | I.U.TEL-02-8.7 CMM | YVKVXH028WAR-GX | 1 | 1 |  |  |  |  | 1 | Piece |  |  | 182
546 | OPI-TAH-028-025 | 2022-08-02 | SACR-PL-TAH-028-024 | 2022-02-09 | ADSH-P-PO-GE-028 | TAHVIEH IRAN CO. | DDP | 24 |  | 4 | Sub Item | HVAC-MPB-BulkItem | I.U.TEL-03-8.5 CMM | YVKVXH028WAR-GX | 1 | 1 |  |  |  |  | 1 | Piece |  |  | 182
547 | OPI-TAH-028-025 | 2022-08-02 | SACR-PL-TAH-028-024 | 2022-02-09 | ADSH-P-PO-GE-028 | TAHVIEH IRAN CO. | DDP | 24 |  | 4 | Sub Item | HVAC-MPB-BulkItem | I.U.CRL-01-8.5 CMM | YVKVXH028WAR-GX | 1 | 1 |  |  |  |  | 1 | Piece |  |  | 182
548 | OPI-TAH-028-025 | 2022-08-02 | SACR-PL-TAH-028-024 | 2022-02-09 | ADSH-P-PO-GE-028 | TAHVIEH IRAN CO. | DDP | 24 |  | 4 | Sub Item | HVAC-MPB-BulkItem | I.U.CRL-02-8.5 CMM | YVKVXH028WAR-GX | 1 | 1 |  |  |  |  | 1 | Piece |  |  | 182
549 | OPI-TAH-028-025 | 2022-08-02 | SACR-PL-TAH-028-024 | 2022-02-09 | ADSH-P-PO-GE-028 | TAHVIEH IRAN CO. | DDP | 24 |  | 4 | Sub Item | HVAC-MPB-BulkItem | I.U.CRL-03-8.5 CMM | YVKVXH028WAR-GX | 1 | 1 |  |  |  |  | 1 | Piece |  |  | 182
550 | OPI-TAH-028-025 | 2022-08-02 | SACR-PL-TAH-028-024 | 2022-02-09 | ADSH-P-PO-GE-028 | TAHVIEH IRAN CO. | DDP | 24 |  | 4 | Sub Item | HVAC-MPB-BulkItem | I.U.TEL-01-8.5 CMM | YVKVXH028WAR-GX | 1 | 1 |  |  |  |  | 1 | Piece |  |  | 182
551 | OPI-TAH-028-025 | 2022-08-02 | SACR-PL-TAH-028-024 | 2022-02-09 | ADSH-P-PO-GE-028 | TAHVIEH IRAN CO. | DDP | 24 |  | 4 | Sub Item | HVAC-MPB-BulkItem | I.U.CRL-05-8.7 CMM | YVKVXH028WAR-GX | 1 | 1 |  |  |  |  | 1 | Piece |  |  | 182
552 | OPI-TAH-028-025 | 2022-08-02 | SACR-PL-TAH-028-024 | 2022-02-09 | ADSH-P-PO-GE-028 | TAHVIEH IRAN CO. | DDP | 24 |  | 4 | Sub Item | HVAC-MPB-BulkItem | I.U.CRL-04-8.5 CMM | YVKVXH028WAR-GX | 1 | 1 |  |  |  |  | 1 | Piece |  |  | 182
553 | OPI-TAH-028-025 | 2022-08-02 | SACR-PL-TAH-028-024 | 2022-02-09 | ADSH-P-PO-GE-028 | TAHVIEH IRAN CO. | DDP | 24 |  | 5 | Sub Item | HVAC-MPB-BulkItem | I.U.OFC-24-10 CMM | YVKVXH036WAR-GX | 1 | 1 |  |  |  |  | 1 | Piece |  |  | 182
554 | OPI-TAH-028-025 | 2022-08-02 | SACR-PL-TAH-028-024 | 2022-02-09 | ADSH-P-PO-GE-028 | TAHVIEH IRAN CO. | DDP | 24 |  | 5 | Sub Item | HVAC-MPB-BulkItem | I.U.OFC-35-10 CMM | YVKVXH036WAR-GX | 1 | 1 |  |  |  |  | 1 | Piece |  |  | 182
555 | OPI-TAH-028-025 | 2022-08-02 | SACR-PL-TAH-028-024 | 2022-02-09 | ADSH-P-PO-GE-028 | TAHVIEH IRAN CO. | DDP | 24 |  | 5 | Sub Item | HVAC-MPB-BulkItem | I.U.OFC-04-10 CMM | YVKVXH036WAR-GX | 1 | 1 |  |  |  |  | 1 | Piece |  |  | 182
556 | OPI-TAH-028-025 | 2022-08-02 | SACR-PL-TAH-028-024 | 2022-02-09 | ADSH-P-PO-GE-028 | TAHVIEH IRAN CO. | DDP | 24 |  | 5 | Sub Item | HVAC-MPB-BulkItem | I.U.OFC-27-10 CMM | YVKVXH036WAR-GX | 1 | 1 |  |  |  |  | 1 | Piece |  |  | 182
557 | OPI-TAH-028-025 | 2022-08-02 | SACR-PL-TAH-028-024 | 2022-02-09 | ADSH-P-PO-GE-028 | TAHVIEH IRAN CO. | DDP | 24 |  | 5 | Sub Item | HVAC-MPB-BulkItem | I.U.OFC-01-10 CMM | YVKVXH036WAR-GX | 1 | 1 |  |  |  |  | 1 | Piece |  |  | 182
558 | OPI-TAH-028-025 | 2022-08-02 | SACR-PL-TAH-028-024 | 2022-02-09 | ADSH-P-PO-GE-028 | TAHVIEH IRAN CO. | DDP | 24 |  | 5 | Sub Item | HVAC-MPB-BulkItem | I.U.OFC-23-10 CMM | YVKVXH036WAR-GX | 1 | 1 |  |  |  |  | 1 | Piece |  |  | 182
559 | OPI-TAH-028-025 | 2022-08-02 | SACR-PL-TAH-028-024 | 2022-02-09 | ADSH-P-PO-GE-028 | TAHVIEH IRAN CO. | DDP | 24 |  | 6 | Sub Item | HVAC-MPB-BulkItem | I.U.TEL-03-10 CMM | YVKVXH036WAR-GX | 1 | 1 |  |  |  |  | 1 | Piece |  |  | 182
560 | OPI-TAH-028-025 | 2022-08-02 | SACR-PL-TAH-028-024 | 2022-02-09 | ADSH-P-PO-GE-028 | TAHVIEH IRAN CO. | DDP | 24 |  | 6 | Sub Item | HVAC-MPB-BulkItem | I.U.OFC-02-10 CMM | YVKVXH036WAR-GX | 1 | 1 |  |  |  |  | 1 | Piece |  |  | 182
561 | OPI-TAH-028-025 | 2022-08-02 | SACR-PL-TAH-028-024 | 2022-02-09 | ADSH-P-PO-GE-028 | TAHVIEH IRAN CO. | DDP | 24 |  | 6 | Sub Item | HVAC-MPB-BulkItem | I.U.CLC-03-10 CMM | YVKVXH036WAR-GX | 1 | 1 |  |  |  |  | 1 | Piece |  |  | 182
562 | OPI-TAH-028-025 | 2022-08-02 | SACR-PL-TAH-028-024 | 2022-02-09 | ADSH-P-PO-GE-028 | TAHVIEH IRAN CO. | DDP | 24 |  | 6 | Sub Item | HVAC-MPB-BulkItem | I.U.CLC-02-10 CMM | YVKVXH036WAR-GX | 1 | 1 |  |  |  |  | 1 | Piece |  |  | 182
563 | OPI-TAH-028-025 | 2022-08-02 | SACR-PL-TAH-028-024 | 2022-02-09 | ADSH-P-PO-GE-028 | TAHVIEH IRAN CO. | DDP | 24 |  | 6 | Sub Item | HVAC-MPB-BulkItem | I.U.CLC-02-10 CMM I.U.TEL-07-19 CMM | YVHVXH071WAR-FY | 1 | 1 |  |  |  |  | 1 | Piece |  |  | 182
564 | OPI-TAH-028-025 | 2022-08-02 | SACR-PL-TAH-028-024 | 2022-02-09 | ADSH-P-PO-GE-028 | TAHVIEH IRAN CO. | DDP | 24 |  | 6 | Sub Item | HVAC-MPB-BulkItem | I.U.TEL-06-19 CMM | YVHVXH071WAR-FY | 1 | 1 |  |  |  |  | 1 | Piece |  |  | 182
565 | OPI-TAH-028-025 | 2022-08-02 | SACR-PL-TAH-028-024 | 2022-02-09 | ADSH-P-PO-GE-028 | TAHVIEH IRAN CO. | DDP | 24 |  | 7 | Sub Item | HVAC-MPB-BulkItem | O.U.TELECOM-VRF | YV2VYH033KASFD-1X | 1 | 1 |  |  |  |  | 1 | Piece |  |  | 182
566 | OPI-TAH-028-025 | 2022-08-02 | SACR-PL-TAH-028-024 | 2022-02-09 | ADSH-P-PO-GE-028 | TAHVIEH IRAN CO. | DDP | 24 |  | 8 | Sub Item | HVAC-MPB-BulkItem | I.U.OFC-03-8.5 CMM | YVKVXH028WAR-GX | 1 | 1 |  |  |  |  | 1 | Piece |  |  | 182
567 | OPI-TAH-028-025 | 2022-08-02 | SACR-PL-TAH-028-024 | 2022-02-09 | ADSH-P-PO-GE-028 | TAHVIEH IRAN CO. | DDP | 24 |  | 8 | Sub Item | HVAC-MPB-BulkItem | I.U.RES-06-9 CMM | YVKVXH028WAR-GX | 1 | 1 |  |  |  |  | 1 | Piece |  |  | 182
568 | OPI-TAH-028-025 | 2022-08-02 | SACR-PL-TAH-028-024 | 2022-02-09 | ADSH-P-PO-GE-028 | TAHVIEH IRAN CO. | DDP | 24 |  | 8 | Sub Item | HVAC-MPB-BulkItem | I.U.TEL-02-8.7 CMM | YVKVXH028WAR-GX | 1 | 1 |  |  |  |  | 1 | Piece |  |  | 182
569 | OPI-TAH-028-025 | 2022-08-02 | SACR-PL-TAH-028-024 | 2022-02-09 | ADSH-P-PO-GE-028 | TAHVIEH IRAN CO. | DDP | 24 |  | 8 | Sub Item | HVAC-MPB-BulkItem | I.U.OFC-06-9 CMM | YVKVXH028WAR-GX | 1 | 1 |  |  |  |  | 1 | Piece |  |  | 182
570 | OPI-TAH-028-025 | 2022-08-02 | SACR-PL-TAH-028-024 | 2022-02-09 | ADSH-P-PO-GE-028 | TAHVIEH IRAN CO. | DDP | 24 |  | 8 | Sub Item | HVAC-MPB-BulkItem | I.U.RES-04-9 CMM | YVKVXH028WAR-GX | 1 | 1 |  |  |  |  | 1 | Piece |  |  | 182
571 | OPI-TAH-028-025 | 2022-08-02 | SACR-PL-TAH-028-024 | 2022-02-09 | ADSH-P-PO-GE-028 | TAHVIEH IRAN CO. | DDP | 24 |  | 8 | Sub Item | HVAC-MPB-BulkItem | I.U.RES-19-8.5 CMM | YVKVXH028WAR-GX | 1 | 1 |  |  |  |  | 1 | Piece |  |  | 182
572 | OPI-TAH-028-025 | 2022-08-02 | SACR-PL-TAH-028-024 | 2022-02-09 | ADSH-P-PO-GE-028 | TAHVIEH IRAN CO. | DDP | 24 |  | 8 | Sub Item | HVAC-MPB-BulkItem | I.U.CLC-05-8.5 CMM | YVKVXH028WAR-GX | 1 | 1 |  |  |  |  | 1 | Piece |  |  | 182
573 | OPI-TAH-028-025 | 2022-08-02 | SACR-PL-TAH-028-024 | 2022-02-09 | ADSH-P-PO-GE-028 | TAHVIEH IRAN CO. | DDP | 24 |  | 8 | Sub Item | HVAC-MPB-BulkItem | I.U.OFC-05-9 CMM | YVKVXH028WAR-GX | 1 | 1 |  |  |  |  | 1 | Piece |  |  | 182
574 | OPI-TAH-028-025 | 2022-08-02 | SACR-PL-TAH-028-024 | 2022-02-09 | ADSH-P-PO-GE-028 | TAHVIEH IRAN CO. | DDP | 24 |  | 8 | Sub Item | HVAC-MPB-BulkItem | I.U.OFC-19-9 CMM | YVKVXH028WAR-GX | 1 | 1 |  |  |  |  | 1 | Piece |  |  | 182
575 | OPI-TAH-028-025 | 2022-08-02 | SACR-PL-TAH-028-024 | 2022-02-09 | ADSH-P-PO-GE-028 | TAHVIEH IRAN CO. | DDP | 24 |  | 8 | Sub Item | HVAC-MPB-BulkItem | I.U.CLC-04-8.5 CMM | YVKVXH028WAR-GX | 1 | 1 |  |  |  |  | 1 | Piece |  |  | 182
576 | OPI-TAH-028-025 | 2022-08-02 | SACR-PL-TAH-028-024 | 2022-02-09 | ADSH-P-PO-GE-028 | TAHVIEH IRAN CO. | DDP | 24 |  | 8 | Sub Item | HVAC-MPB-BulkItem | I.U.CLC-07-8.5 CMM | YVKVXH028WAR-GX | 1 | 1 |  |  |  |  | 1 | Piece |  |  | 182
577 | OPI-TAH-028-025 | 2022-08-02 | SACR-PL-TAH-028-024 | 2022-02-09 | ADSH-P-PO-GE-028 | TAHVIEH IRAN CO. | DDP | 24 |  | 8 | Sub Item | HVAC-MPB-BulkItem | I.U.OFC-20-9 CMM | YVKVXH028WAR-GX | 1 | 1 |  |  |  |  | 1 | Piece |  |  | 182
578 | OPI-TAH-028-025 | 2022-08-02 | SACR-PL-TAH-028-024 | 2022-02-09 | ADSH-P-PO-GE-028 | TAHVIEH IRAN CO. | DDP | 24 |  | 8 | Sub Item | HVAC-MPB-BulkItem | I.U.TEL-01-8.5 CMM | YVKVXH028WAR-GX | 1 | 1 |  |  |  |  | 1 | Piece |  |  | 182
579 | OPI-TAH-028-025 | 2022-08-02 | SACR-PL-TAH-028-024 | 2022-02-09 | ADSH-P-PO-GE-028 | TAHVIEH IRAN CO. | DDP | 24 |  | 8 | Sub Item | HVAC-MPB-BulkItem | I.U.RES-03-8.5 CMM | YVKVXH028WAR-GX | 1 | 1 |  |  |  |  | 1 | Piece |  |  | 182
580 | OPI-TAH-028-025 | 2022-08-02 | SACR-PL-TAH-028-024 | 2022-02-09 | ADSH-P-PO-GE-028 | TAHVIEH IRAN CO. | DDP | 24 |  | 8 | Sub Item | HVAC-MPB-BulkItem | I.U.RES-02-8.5 CMM | YVKVXH028WAR-GX | 1 | 1 |  |  |  |  | 1 | Piece |  |  | 182
581 | OPI-TAH-028-025 | 2022-08-02 | SACR-PL-TAH-028-024 | 2022-02-09 | ADSH-P-PO-GE-028 | TAHVIEH IRAN CO. | DDP | 24 |  | 8 | Sub Item | HVAC-MPB-BulkItem | I.U.RES-01-8.5 CMM | YVKVXH028WAR-GX | 1 | 1 |  |  |  |  | 1 | Piece |  |  | 182
582 | OPI-TAH-028-025 | 2022-08-02 | SACR-PL-TAH-028-024 | 2022-02-09 | ADSH-P-PO-GE-028 | TAHVIEH IRAN CO. | DDP | 24 |  | 8 | Sub Item | HVAC-MPB-BulkItem | I.U.RES-07-9 CMM | YVKVXH028WAR-GX | 1 | 1 |  |  |  |  | 1 | Piece |  |  | 182
583 | OPI-TAH-028-025 | 2022-08-02 | SACR-PL-TAH-028-024 | 2022-02-09 | ADSH-P-PO-GE-028 | TAHVIEH IRAN CO. | DDP | 24 |  | 8 | Sub Item | HVAC-MPB-BulkItem | I.U.CLC-06-8.5 CMM | YVKVXH028WAR-GX | 1 | 1 |  |  |  |  | 1 | Piece |  |  | 182
584 | OPI-TAH-028-025 | 2022-08-02 | SACR-PL-TAH-028-024 | 2022-02-09 | ADSH-P-PO-GE-028 | TAHVIEH IRAN CO. | DDP | 24 |  | 8 | Sub Item | HVAC-MPB-BulkItem | I.U.CLC-01-8.5 CMM | YVKVXH028WAR-GX | 1 | 1 |  |  |  |  | 1 | Piece |  |  | 182
585 | OPI-TAH-028-025 | 2022-08-02 | SACR-PL-TAH-028-024 | 2022-02-09 | ADSH-P-PO-GE-028 | TAHVIEH IRAN CO. | DDP | 24 |  | 8 | Sub Item | HVAC-MPB-BulkItem | I.U.RES-18-8.5 CMM | YVKVXH028WAR-GX | 1 | 1 |  |  |  |  | 1 | Piece |  |  | 182
586 | OPI-TAH-028-025 | 2022-08-02 | SACR-PL-TAH-028-024 | 2022-02-09 | ADSH-P-PO-GE-028 | TAHVIEH IRAN CO. | DDP | 24 |  | 8 | Sub Item | HVAC-MPB-BulkItem | I.U.RES-05-9 CMM | YVKVXH028WAR-GX | 1 | 1 |  |  |  |  | 1 | Piece |  |  | 182
587 | OPI-TAH-028-025 | 2022-08-02 | SACR-PL-TAH-028-024 | 2022-02-09 | ADSH-P-PO-GE-028 | TAHVIEH IRAN CO. | DDP | 24 |  | 9 | Sub Item | HVAC-MPB-BulkItem | I.U.CLC-02-10 CMM | YVKVXH036WAR-GX | 1 | 1 |  |  |  |  | 1 | Piece |  |  | 182
588 | OPI-TAH-028-025 | 2022-08-02 | SACR-PL-TAH-028-024 | 2022-02-09 | ADSH-P-PO-GE-028 | TAHVIEH IRAN CO. | DDP | 24 |  | 9 | Sub Item | HVAC-MPB-BulkItem | I.U.OFC-23-10 CMM | YVKVXH036WAR-GX | 1 | 1 |  |  |  |  | 1 | Piece |  |  | 182
589 | OPI-TAH-028-025 | 2022-08-02 | SACR-PL-TAH-028-024 | 2022-02-09 | ADSH-P-PO-GE-028 | TAHVIEH IRAN CO. | DDP | 24 |  | 9 | Sub Item | HVAC-MPB-BulkItem | I.U.OFC-27-10 CMM | YVKVXH036WAR-GX | 1 | 1 |  |  |  |  | 1 | Piece |  |  | 182
590 | OPI-TAH-028-025 | 2022-08-02 | SACR-PL-TAH-028-024 | 2022-02-09 | ADSH-P-PO-GE-028 | TAHVIEH IRAN CO. | DDP | 24 |  | 9 | Sub Item | HVAC-MPB-BulkItem | I.U.CLC-03-10 CMM | YVKVXH036WAR-GX | 1 | 1 |  |  |  |  | 1 | Piece |  |  | 182
591 | OPI-TAH-028-025 | 2022-08-02 | SACR-PL-TAH-028-024 | 2022-02-09 | ADSH-P-PO-GE-028 | TAHVIEH IRAN CO. | DDP | 24 |  | 9 | Sub Item | HVAC-MPB-BulkItem | I.U.CRL-01-8.5 CMM | YVKVXH028WAR-GX | 1 | 1 |  |  |  |  | 1 | Piece |  |  | 182
592 | OPI-TAH-028-025 | 2022-08-02 | SACR-PL-TAH-028-024 | 2022-02-09 | ADSH-P-PO-GE-028 | TAHVIEH IRAN CO. | DDP | 24 |  | 9 | Sub Item | HVAC-MPB-BulkItem | I.U.OFC-01-10 CMM | YVKVXH036WAR-GX | 1 | 1 |  |  |  |  | 1 | Piece |  |  | 182
593 | OPI-TAH-028-025 | 2022-08-02 | SACR-PL-TAH-028-024 | 2022-02-09 | ADSH-P-PO-GE-028 | TAHVIEH IRAN CO. | DDP | 24 |  | 9 | Sub Item | HVAC-MPB-BulkItem | I.U.OFC-35-10 CMM | YVKVXH036WAR-GX | 1 | 1 |  |  |  |  | 1 | Piece |  |  | 182
594 | OPI-TAH-028-025 | 2022-08-02 | SACR-PL-TAH-028-024 | 2022-02-09 | ADSH-P-PO-GE-028 | TAHVIEH IRAN CO. | DDP | 24 |  | 9 | Sub Item | HVAC-MPB-BulkItem | I.U.LAB-03-9 CMM | YVKVXH028WAR-GX | 1 | 1 |  |  |  |  | 1 | Piece |  |  | 182
595 | OPI-TAH-028-025 | 2022-08-02 | SACR-PL-TAH-028-024 | 2022-02-09 | ADSH-P-PO-GE-028 | TAHVIEH IRAN CO. | DDP | 24 |  | 9 | Sub Item | HVAC-MPB-BulkItem | I.U.LAB-04-8.5 CMM | YVKVXH028WAR-GX | 1 | 1 |  |  |  |  | 1 | Piece |  |  | 182
596 | OPI-TAH-028-025 | 2022-08-02 | SACR-PL-TAH-028-024 | 2022-02-09 | ADSH-P-PO-GE-028 | TAHVIEH IRAN CO. | DDP | 24 |  | 9 | Sub Item | HVAC-MPB-BulkItem | I.U.TEL-03-8.5 CMM | YVKVXH028WAR-GX | 1 | 1 |  |  |  |  | 1 | Piece |  |  | 182
597 | OPI-TAH-028-025 | 2022-08-02 | SACR-PL-TAH-028-024 | 2022-02-09 | ADSH-P-PO-GE-028 | TAHVIEH IRAN CO. | DDP | 24 |  | 9 | Sub Item | HVAC-MPB-BulkItem | I.U.LAB-02-8.5 CMM | YVKVXH028WAR-GX | 1 | 1 |  |  |  |  | 1 | Piece |  |  | 182
598 | OPI-TAH-028-025 | 2022-08-02 | SACR-PL-TAH-028-024 | 2022-02-09 | ADSH-P-PO-GE-028 | TAHVIEH IRAN CO. | DDP | 24 |  | 9 | Sub Item | HVAC-MPB-BulkItem | I.U.LAB-01-8.5 CMM | YVKVXH028WAR-GX | 1 | 1 |  |  |  |  | 1 | Piece |  |  | 182
599 | OPI-TAH-028-025 | 2022-08-02 | SACR-PL-TAH-028-024 | 2022-02-09 | ADSH-P-PO-GE-028 | TAHVIEH IRAN CO. | DDP | 24 |  | 9 | Sub Item | HVAC-MPB-BulkItem | I.U.CRL-05-8.7 CMM | YVKVXH028WAR-GX | 1 | 1 |  |  |  |  | 1 | Piece |  |  | 182
600 | OPI-TAH-028-025 | 2022-08-02 | SACR-PL-TAH-028-024 | 2022-02-09 | ADSH-P-PO-GE-028 | TAHVIEH IRAN CO. | DDP | 24 |  | 9 | Sub Item | HVAC-MPB-BulkItem | I.U.CRL-04-8.5 CMM | YVKVXH028WAR-GX | 1 | 1 |  |  |  |  | 1 | Piece |  |  | 182
601 | OPI-TAH-028-025 | 2022-08-02 | SACR-PL-TAH-028-024 | 2022-02-09 | ADSH-P-PO-GE-028 | TAHVIEH IRAN CO. | DDP | 24 |  | 9 | Sub Item | HVAC-MPB-BulkItem | I.U.TEL-04-10 CMM | YVKVXH036WAR-GX | 1 | 1 |  |  |  |  | 1 | Piece |  |  | 182
602 | OPI-TAH-028-025 | 2022-08-02 | SACR-PL-TAH-028-024 | 2022-02-09 | ADSH-P-PO-GE-028 | TAHVIEH IRAN CO. | DDP | 24 |  | 9 | Sub Item | HVAC-MPB-BulkItem | I.U.OFC-02-10 CMM | YVKVXH036WAR-GX | 1 | 1 |  |  |  |  | 1 | Piece |  |  | 182
603 | OPI-TAH-028-025 | 2022-08-02 | SACR-PL-TAH-028-024 | 2022-02-09 | ADSH-P-PO-GE-028 | TAHVIEH IRAN CO. | DDP | 24 |  | 9 | Sub Item | HVAC-MPB-BulkItem | I.U.OFC-04-10 CMM | YVKVXH036WAR-GX | 1 | 1 |  |  |  |  | 1 | Piece |  |  | 182
604 | OPI-TAH-028-025 | 2022-08-02 | SACR-PL-TAH-028-024 | 2022-02-09 | ADSH-P-PO-GE-028 | TAHVIEH IRAN CO. | DDP | 24 |  | 9 | Sub Item | HVAC-MPB-BulkItem | I.U.CRL-02-8.5 CMM | YVKVXH028WAR-GX | 1 | 1 |  |  |  |  | 1 | Piece |  |  | 182
605 | OPI-TAH-028-025 | 2022-08-02 | SACR-PL-TAH-028-024 | 2022-02-09 | ADSH-P-PO-GE-028 | TAHVIEH IRAN CO. | DDP | 24 |  | 9 | Sub Item | HVAC-MPB-BulkItem | I.U.CRL-03-8.5 CMM | YVKVXH028WAR-GX | 1 | 1 |  |  |  |  | 1 | Piece |  |  | 182
606 | OPI-TAH-028-025 | 2022-08-02 | SACR-PL-TAH-028-024 | 2022-02-09 | ADSH-P-PO-GE-028 | TAHVIEH IRAN CO. | DDP | 24 |  | 9 | Sub Item | HVAC-MPB-BulkItem | I.U.OFC-24-10 CMM | YVKVXH036WAR-GX | 1 | 1 |  |  |  |  | 1 | Piece |  |  | 182
607 | OPI-TAH-028-025 | 2022-08-02 | SACR-PL-TAH-028-024 | 2022-02-09 | ADSH-P-PO-GE-028 | TAHVIEH IRAN CO. | DDP | 24 |  | 9 | Sub Item | HVAC-MPB-BulkItem | I.U.LAB-05-8.5 CMM | YVKVXH028WAR-GX | 1 | 1 |  |  |  |  | 1 | Piece |  |  | 182
608 | OPI-TAH-028-025 | 2022-08-02 | SACR-PL-TAH-028-024 | 2022-02-09 | ADSH-P-PO-GE-028 | TAHVIEH IRAN CO. | DDP | 24 |  | 10 | Sub Item | HVAC-MPB-BulkItem | I.U.OFC-30-11.5 CMM | YVKVXH045WAR-GX | 1 | 1 |  |  |  |  | 1 | Piece |  |  | 182
609 | OPI-TAH-028-025 | 2022-08-02 | SACR-PL-TAH-028-024 | 2022-02-09 | ADSH-P-PO-GE-028 | TAHVIEH IRAN CO. | DDP | 24 |  | 10 | Sub Item | HVAC-MPB-BulkItem | I.U.OFC-15-11.5 CMM | YVKVXH045WAR-GX | 1 | 1 |  |  |  |  | 1 | Piece |  |  | 182
610 | OPI-TAH-028-025 | 2022-08-02 | SACR-PL-TAH-028-024 | 2022-02-09 | ADSH-P-PO-GE-028 | TAHVIEH IRAN CO. | DDP | 24 |  | 10 | Sub Item | HVAC-MPB-BulkItem | I.U.TEL-05-11.5 CMM | YVKVXH045WAR-GX | 1 | 1 |  |  |  |  | 1 | Piece |  |  | 182
611 | OPI-TAH-028-025 | 2022-08-02 | SACR-PL-TAH-028-024 | 2022-02-09 | ADSH-P-PO-GE-028 | TAHVIEH IRAN CO. | DDP | 24 |  | 10 | Sub Item | HVAC-MPB-BulkItem | I.U.OFC-17-11.5 CMM | YVKVXH045WAR-GX | 1 | 1 |  |  |  |  | 1 | Piece |  |  | 182
612 | OPI-TAH-028-025 | 2022-08-02 | SACR-PL-TAH-028-024 | 2022-02-09 | ADSH-P-PO-GE-028 | TAHVIEH IRAN CO. | DDP | 24 |  | 10 | Sub Item | HVAC-MPB-BulkItem | I.U.OFC-16-11.5 CMM | YVKVXH045WAR-GX | 1 | 1 |  |  |  |  | 1 | Piece |  |  | 182
613 | OPI-TAH-028-025 | 2022-08-02 | SACR-PL-TAH-028-024 | 2022-02-09 | ADSH-P-PO-GE-028 | TAHVIEH IRAN CO. | DDP | 24 |  | 10 | Sub Item | HVAC-MPB-BulkItem | I.U.OFC-21-11.5 C | YVKVXH045WAR-GX | 1 | 1 |  |  |  |  | 1 | Piece |  |  | 182
614 | OPI-TAH-028-025 | 2022-08-02 | SACR-PL-TAH-028-024 | 2022-02-09 | ADSH-P-PO-GE-028 | TAHVIEH IRAN CO. | DDP | 24 |  | 10 | Sub Item | HVAC-MPB-BulkItem | I.U.OFC-28-11.5 CMM | YVKVXH045WAR-GX | 1 | 1 |  |  |  |  | 1 | Piece |  |  | 182
615 | OPI-TAH-028-025 | 2022-08-02 | SACR-PL-TAH-028-024 | 2022-02-09 | ADSH-P-PO-GE-028 | TAHVIEH IRAN CO. | DDP | 24 |  | 10 | Sub Item | HVAC-MPB-BulkItem | I.U.OFC-29-11.5 CMM | YVKVXH045WAR-GX | 1 | 1 |  |  |  |  | 1 | Piece |  |  | 182
616 | OPI-TAH-028-025 | 2022-08-02 | SACR-PL-TAH-028-024 | 2022-02-09 | ADSH-P-PO-GE-028 | TAHVIEH IRAN CO. | DDP | 24 |  | 11 | Sub Item | HVAC-MPB-BulkItem | I.U.OFC-07-11.5 CMM | YVKVXH045WAR-GX | 1 | 1 |  |  |  |  | 1 | Piece |  |  | 182
617 | OPI-TAH-028-025 | 2022-08-02 | SACR-PL-TAH-028-024 | 2022-02-09 | ADSH-P-PO-GE-028 | TAHVIEH IRAN CO. | DDP | 24 |  | 11 | Sub Item | HVAC-MPB-BulkItem | I.U.OFC-08-11.5 CMM | YVKVXH045WAR-GX | 1 | 1 |  |  |  |  | 1 | Piece |  |  | 182
618 | OPI-TAH-028-025 | 2022-08-02 | SACR-PL-TAH-028-024 | 2022-02-09 | ADSH-P-PO-GE-028 | TAHVIEH IRAN CO. | DDP | 24 |  | 11 | Sub Item | HVAC-MPB-BulkItem | I.U.OFC-31-11.5 CMM | YVKVXH045WAR-GX | 1 | 1 |  |  |  |  | 1 | Piece |  |  | 182
619 | OPI-TAH-028-025 | 2022-08-02 | SACR-PL-TAH-028-024 | 2022-02-09 | ADSH-P-PO-GE-028 | TAHVIEH IRAN CO. | DDP | 24 |  | 11 | Sub Item | HVAC-MPB-BulkItem | I.U.OFC-33-11.5 CMM | YVKVXH045WAR-GX | 1 | 1 |  |  |  |  | 1 | Set |  |  | 182
620 | OPI-TAH-028-025 | 2022-08-02 | SACR-PL-TAH-028-024 | 2022-02-09 | ADSH-P-PO-GE-028 | TAHVIEH IRAN CO. | DDP | 24 |  | 11 | Sub Item | HVAC-MPB-BulkItem | I.U.OFC-32-11.5 CMM | YVKVXH045WAR-GX | 1 | 1 |  |  |  |  | 1 | Piece |  |  | 182
621 | OPI-TAH-028-025 | 2022-08-02 | SACR-PL-TAH-028-024 | 2022-02-09 | ADSH-P-PO-GE-028 | TAHVIEH IRAN CO. | DDP | 24 |  | 11 | Sub Item | HVAC-MPB-BulkItem | I.U.OFC-10-11.5 CMM | YVKVXH045WAR-GX | 1 | 1 |  |  |  |  | 1 | Piece |  |  | 182
622 | OPI-TAH-028-025 | 2022-08-02 | SACR-PL-TAH-028-024 | 2022-02-09 | ADSH-P-PO-GE-028 | TAHVIEH IRAN CO. | DDP | 24 |  | 11 | Sub Item | HVAC-MPB-BulkItem | I.U.OFC-09-11.5 CMM | YVKVXH045WAR-GX | 1 | 1 |  |  |  |  | 1 | Piece |  |  | 182
623 | OPI-TAH-028-025 | 2022-08-02 | SACR-PL-TAH-028-024 | 2022-02-09 | ADSH-P-PO-GE-028 | TAHVIEH IRAN CO. | DDP | 24 |  | 11 | Sub Item | HVAC-MPB-BulkItem | I.U.OFC-34-11.5 CMM | YVKVXH045WAR-GX | 1 | 1 |  |  |  |  | 1 | Piece |  |  | 182
624 | OPI-TAH-028-025 | 2022-08-02 | SACR-PL-TAH-028-024 | 2022-02-09 | ADSH-P-PO-GE-028 | TAHVIEH IRAN CO. | DDP | 24 |  | 12 | Sub Item | HVAC-MPB-BulkItem | I.U.OFC-18-11.5 CMM | YVKVXH045WAR-GX | 1 | 1 |  |  |  |  | 1 | Piece |  |  | 182
625 | OPI-TAH-028-025 | 2022-08-02 | SACR-PL-TAH-028-024 | 2022-02-09 | ADSH-P-PO-GE-028 | TAHVIEH IRAN CO. | DDP | 24 |  | 12 | Sub Item | HVAC-MPB-BulkItem | I.U.OFC-14-11.5 CMM | YVKVXH045WAR-GX | 1 | 1 |  |  |  |  | 1 | Piece |  |  | 182
626 | OPI-TAH-028-025 | 2022-08-02 | SACR-PL-TAH-028-024 | 2022-02-09 | ADSH-P-PO-GE-028 | TAHVIEH IRAN CO. | DDP | 24 |  | 12 | Sub Item | HVAC-MPB-BulkItem | I.U.OFC-11-11.5 CMM | YVKVXH045WAR-GX | 1 | 1 |  |  |  |  | 1 | Piece |  |  | 182
627 | OPI-TAH-028-025 | 2022-08-02 | SACR-PL-TAH-028-024 | 2022-02-09 | ADSH-P-PO-GE-028 | TAHVIEH IRAN CO. | DDP | 24 |  | 12 | Sub Item | HVAC-MPB-BulkItem | I.U.OFC-12-11.5 CMM | YVKVXH045WAR-GX | 1 | 1 |  |  |  |  | 1 | Piece |  |  | 182
628 | OPI-TAH-028-025 | 2022-08-02 | SACR-PL-TAH-028-024 | 2022-02-09 | ADSH-P-PO-GE-028 | TAHVIEH IRAN CO. | DDP | 24 |  | 12 | Sub Item | HVAC-MPB-BulkItem | I.U.OFC-13-11.5 CMM | YVKVXH045WAR-GX | 1 | 1 |  |  |  |  | 1 | Piece |  |  | 182
629 | OPI-TAH-028-025 | 2022-08-02 | SACR-PL-TAH-028-024 | 2022-02-09 | ADSH-P-PO-GE-028 | TAHVIEH IRAN CO. | DDP | 24 |  | 13 | Sub Item | HVAC-MPB-BulkItem | I.U.OFC-16-11.5 CMM | YVKVXH045WAR-GX | 1 | 1 |  |  |  |  | 1 | Piece |  |  | 182
630 | OPI-TAH-028-025 | 2022-08-02 | SACR-PL-TAH-028-024 | 2022-02-09 | ADSH-P-PO-GE-028 | TAHVIEH IRAN CO. | DDP | 24 |  | 13 | Sub Item | HVAC-MPB-BulkItem | I.U.OFC-17-11.5 CMM | YVKVXH045WAR-GX | 1 | 1 |  |  |  |  | 1 | Piece |  |  | 182
631 | OPI-TAH-028-025 | 2022-08-02 | SACR-PL-TAH-028-024 | 2022-02-09 | ADSH-P-PO-GE-028 | TAHVIEH IRAN CO. | DDP | 24 |  | 13 | Sub Item | HVAC-MPB-BulkItem | I.U.TEL-05-11.5 CMM | YVKVXH045WAR-GX | 1 | 1 |  |  |  |  | 1 | Piece |  |  | 182
632 | OPI-TAH-028-025 | 2022-08-02 | SACR-PL-TAH-028-024 | 2022-02-09 | ADSH-P-PO-GE-028 | TAHVIEH IRAN CO. | DDP | 24 |  | 13 | Sub Item | HVAC-MPB-BulkItem | I.U.TEL-05-11.5 CMM I.U.OFC-09-11.5 CMM | YVKVXH045WAR-GX | 1 | 1 |  |  |  |  | 1 | Piece |  |  | 182
633 | OPI-TAH-028-025 | 2022-08-02 | SACR-PL-TAH-028-024 | 2022-02-09 | ADSH-P-PO-GE-028 | TAHVIEH IRAN CO. | DDP | 24 |  | 13 | Sub Item | HVAC-MPB-BulkItem | I.U.OFC-08-11.5 CMM | YVKVXH045WAR-GX | 1 | 1 |  |  |  |  | 1 | Piece |  |  | 182
634 | OPI-TAH-028-025 | 2022-08-02 | SACR-PL-TAH-028-024 | 2022-02-09 | ADSH-P-PO-GE-028 | TAHVIEH IRAN CO. | DDP | 24 |  | 13 | Sub Item | HVAC-MPB-BulkItem | I.U.OFC-10-11.5 CMM | YVKVXH045WAR-GX | 1 | 1 |  |  |  |  | 1 | Piece |  |  | 182
635 | OPI-TAH-028-025 | 2022-08-02 | SACR-PL-TAH-028-024 | 2022-02-09 | ADSH-P-PO-GE-028 | TAHVIEH IRAN CO. | DDP | 24 |  | 13 | Sub Item | HVAC-MPB-BulkItem | I.U.OFC-07-11.5 CMM | YVKVXH045WAR-GX | 1 | 1 |  |  |  |  | 1 | Piece |  |  | 182
636 | OPI-TAH-028-025 | 2022-08-02 | SACR-PL-TAH-028-024 | 2022-02-09 | ADSH-P-PO-GE-028 | TAHVIEH IRAN CO. | DDP | 24 |  | 13 | Sub Item | HVAC-MPB-BulkItem | I.U.OFC-11-11.5 CMM | YVKVXH045WAR-GX | 1 | 1 |  |  |  |  | 1 | Piece |  |  | 182
637 | OPI-TAH-028-025 | 2022-08-02 | SACR-PL-TAH-028-024 | 2022-02-09 | ADSH-P-PO-GE-028 | TAHVIEH IRAN CO. | DDP | 24 |  | 13 | Sub Item | HVAC-MPB-BulkItem | I.U.OFC-12-11.5 CMM | YVKVXH045WAR-GX | 1 | 1 |  |  |  |  | 1 | Piece |  |  | 182
638 | OPI-TAH-028-025 | 2022-08-02 | SACR-PL-TAH-028-024 | 2022-02-09 | ADSH-P-PO-GE-028 | TAHVIEH IRAN CO. | DDP | 24 |  | 13 | Sub Item | HVAC-MPB-BulkItem | I.U.OFC-14-11.5 CMM | YVKVXH045WAR-GX | 1 | 1 |  |  |  |  | 1 | Piece |  |  | 182
639 | OPI-TAH-028-025 | 2022-08-02 | SACR-PL-TAH-028-024 | 2022-02-09 | ADSH-P-PO-GE-028 | TAHVIEH IRAN CO. | DDP | 24 |  | 13 | Sub Item | HVAC-MPB-BulkItem | I.U.OFC-21-11.5 CMM | YVKVXH045WAR-GX | 1 | 1 |  |  |  |  | 1 | Piece |  |  | 182
640 | OPI-TAH-028-025 | 2022-08-02 | SACR-PL-TAH-028-024 | 2022-02-09 | ADSH-P-PO-GE-028 | TAHVIEH IRAN CO. | DDP | 24 |  | 13 | Sub Item | HVAC-MPB-BulkItem | I.U.OFC-13-11.5 CMM | YVKVXH045WAR-GX | 1 | 1 |  |  |  |  | 1 | Piece |  |  | 182
641 | OPI-TAH-028-025 | 2022-08-02 | SACR-PL-TAH-028-024 | 2022-02-09 | ADSH-P-PO-GE-028 | TAHVIEH IRAN CO. | DDP | 24 |  | 13 | Sub Item | HVAC-MPB-BulkItem | I.U.OFC-18-11.5 CMM | YVKVXH045WAR-GX | 1 | 1 |  |  |  |  | 1 | Piece |  |  | 182
642 | OPI-TAH-028-025 | 2022-08-02 | SACR-PL-TAH-028-024 | 2022-02-09 | ADSH-P-PO-GE-028 | TAHVIEH IRAN CO. | DDP | 24 |  | 13 | Sub Item | HVAC-MPB-BulkItem | I.U.OFC-15-11.5 CMM | YVKVXH045WAR-GX | 1 | 1 |  |  |  |  | 1 | Piece |  |  | 182
643 | OPI-TAH-028-025 | 2022-08-02 | SACR-PL-TAH-028-024 | 2022-02-09 | ADSH-P-PO-GE-028 | TAHVIEH IRAN CO. | DDP | 24 |  | 13 | Sub Item | HVAC-MPB-BulkItem | I.U.OFC-31-11.5 CMM | YVKVXH045WAR-GX | 1 | 1 |  |  |  |  | 1 | Piece |  |  | 182
644 | OPI-TAH-028-025 | 2022-08-02 | SACR-PL-TAH-028-024 | 2022-02-09 | ADSH-P-PO-GE-028 | TAHVIEH IRAN CO. | DDP | 24 |  | 13 | Sub Item | HVAC-MPB-BulkItem | I.U.OFC-29-11.5 CMM | YVKVXH045WAR-GX | 1 | 1 |  |  |  |  | 1 | Piece |  |  | 182
645 | OPI-TAH-028-025 | 2022-08-02 | SACR-PL-TAH-028-024 | 2022-02-09 | ADSH-P-PO-GE-028 | TAHVIEH IRAN CO. | DDP | 24 |  | 13 | Sub Item | HVAC-MPB-BulkItem | I.U.OFC-28-11.5 CMM | YVKVXH045WAR-GX | 1 | 1 |  |  |  |  | 1 | Piece |  |  | 182
646 | OPI-TAH-028-025 | 2022-08-02 | SACR-PL-TAH-028-024 | 2022-02-09 | ADSH-P-PO-GE-028 | TAHVIEH IRAN CO. | DDP | 24 |  | 13 | Sub Item | HVAC-MPB-BulkItem | I.U.OFC-32-11.5 CMM | YVKVXH045WAR-GX | 1 | 1 |  |  |  |  | 1 | Piece |  |  | 182
647 | OPI-TAH-028-025 | 2022-08-02 | SACR-PL-TAH-028-024 | 2022-02-09 | ADSH-P-PO-GE-028 | TAHVIEH IRAN CO. | DDP | 24 |  | 13 | Sub Item | HVAC-MPB-BulkItem | I.U.OFC-34-11.5 CMM | YVKVXH045WAR-GX | 1 | 1 |  |  |  |  | 1 | Piece |  |  | 182
648 | OPI-TAH-028-025 | 2022-08-02 | SACR-PL-TAH-028-024 | 2022-02-09 | ADSH-P-PO-GE-028 | TAHVIEH IRAN CO. | DDP | 24 |  | 13 | Sub Item | HVAC-MPB-BulkItem | I.U.OFC-33-11.5 CMM | YVKVXH045WAR-GX | 1 | 1 |  |  |  |  | 1 | Piece |  |  | 182
649 | OPI-TAH-028-025 | 2022-08-02 | SACR-PL-TAH-028-024 | 2022-02-09 | ADSH-P-PO-GE-028 | TAHVIEH IRAN CO. | DDP | 24 |  | 13 | Sub Item | HVAC-MPB-BulkItem | I.U.OFC-30-11.5 CMM | YVKVXH045WAR-GX | 1 | 1 |  |  |  |  | 1 | Piece |  |  | 182
650 | OPI-TAH-028-025 | 2022-08-02 | SACR-PL-TAH-028-024 | 2022-02-09 | ADSH-P-PO-GE-028 | TAHVIEH IRAN CO. | DDP | 24 |  | 14 | Sub Item | HVAC-MPB-BulkItem | I.U.LAB-06-14.5 CMM | YVKVXH056WAR-GX | 1 | 1 |  |  |  |  | 1 | Piece |  |  | 182
651 | OPI-TAH-028-025 | 2022-08-02 | SACR-PL-TAH-028-024 | 2022-02-09 | ADSH-P-PO-GE-028 | TAHVIEH IRAN CO. | DDP | 24 |  | 14 | Sub Item | HVAC-MPB-BulkItem | I.U.LAB-06-14.5 CMM | YVKVXH056WAR-GX | 1 | 1 |  |  |  |  | 1 | Piece |  |  | 182
652 | OPI-TAH-028-025 | 2022-08-02 | SACR-PL-TAH-028-024 | 2022-02-09 | ADSH-P-PO-GE-028 | TAHVIEH IRAN CO. | DDP | 24 |  | 14 | Sub Item | HVAC-MPB-BulkItem | I.U.LAB-06-14.5 CMM | YVKVXH056WAR-GX | 1 | 1 |  |  |  |  | 1 | Piece |  |  | 182
653 | OPI-TAH-028-025 | 2022-08-02 | SACR-PL-TAH-028-024 | 2022-02-09 | ADSH-P-PO-GE-028 | TAHVIEH IRAN CO. | DDP | 24 |  | 14 | Sub Item | HVAC-MPB-BulkItem | I.U.LAB-06-14.5 CMM | YVKVXH056WAR-GX | 1 | 1 |  |  |  |  | 1 | Piece |  |  | 182
654 | OPI-TAH-028-025 | 2022-08-02 | SACR-PL-TAH-028-024 | 2022-02-09 | ADSH-P-PO-GE-028 | TAHVIEH IRAN CO. | DDP | 24 |  | 15 | Sub Item | HVAC-MPB-BulkItem | I.U.RES-17-14.5 CMM | YVKVXH056WAR-GX | 1 | 1 |  |  |  |  | 1 | Piece |  |  | 182
655 | OPI-TAH-028-025 | 2022-08-02 | SACR-PL-TAH-028-024 | 2022-02-09 | ADSH-P-PO-GE-028 | TAHVIEH IRAN CO. | DDP | 24 |  | 15 | Sub Item | HVAC-MPB-BulkItem | I.U.RES-13-14.5 CMM | YVKVXH056WAR-GX | 1 | 1 |  |  |  |  | 1 | Piece |  |  | 182
656 | OPI-TAH-028-025 | 2022-08-02 | SACR-PL-TAH-028-024 | 2022-02-09 | ADSH-P-PO-GE-028 | TAHVIEH IRAN CO. | DDP | 24 |  | 15 | Sub Item | HVAC-MPB-BulkItem | I.U.RES-14-14.5 CMM | YVKVXH056WAR-GX | 1 | 1 |  |  |  |  | 1 | Piece |  |  | 182
657 | OPI-TAH-028-025 | 2022-08-02 | SACR-PL-TAH-028-024 | 2022-02-09 | ADSH-P-PO-GE-028 | TAHVIEH IRAN CO. | DDP | 24 |  | 15 | Sub Item | HVAC-MPB-BulkItem | I.U.RES-15-14.5 CMM | YVKVXH056WAR-GX | 1 | 1 |  |  |  |  | 1 | Piece |  |  | 182
658 | OPI-TAH-028-025 | 2022-08-02 | SACR-PL-TAH-028-024 | 2022-02-09 | ADSH-P-PO-GE-028 | TAHVIEH IRAN CO. | DDP | 24 |  | 16 | Sub Item | HVAC-MPB-BulkItem | I.U.RES-08-14.5 CMM | YVKVXH056WAR-GX | 1 | 1 |  |  |  |  | 1 | Piece |  |  | 182
659 | OPI-TAH-028-025 | 2022-08-02 | SACR-PL-TAH-028-024 | 2022-02-09 | ADSH-P-PO-GE-028 | TAHVIEH IRAN CO. | DDP | 24 |  | 16 | Sub Item | HVAC-MPB-BulkItem | I.U.OFC-22-14.5 CMM | YVKVXH056WAR-GX | 1 | 1 |  |  |  |  | 1 | Piece |  |  | 182
660 | OPI-TAH-028-025 | 2022-08-02 | SACR-PL-TAH-028-024 | 2022-02-09 | ADSH-P-PO-GE-028 | TAHVIEH IRAN CO. | DDP | 24 |  | 16 | Sub Item | HVAC-MPB-BulkItem | I.U.RES-11-14.5 CMM | YVKVXH056WAR-GX | 1 | 1 |  |  |  |  | 1 | Piece |  |  | 182
661 | OPI-TAH-028-025 | 2022-08-02 | SACR-PL-TAH-028-024 | 2022-02-09 | ADSH-P-PO-GE-028 | TAHVIEH IRAN CO. | DDP | 24 |  | 16 | Sub Item | HVAC-MPB-BulkItem | I.U.RES-12-14.5 CMM | YVKVXH056WAR-GX | 1 | 1 |  |  |  |  | 1 | Piece |  |  | 182
662 | OPI-TAH-028-025 | 2022-08-02 | SACR-PL-TAH-028-024 | 2022-02-09 | ADSH-P-PO-GE-028 | TAHVIEH IRAN CO. | DDP | 24 |  | 17 | Sub Item | HVAC-MPB-BulkItem | I.U.LAB-06-14.5 CMM | YVKVXH056WAR-GX | 1 | 1 |  |  |  |  | 1 | Piece |  |  | 182
663 | OPI-TAH-028-025 | 2022-08-02 | SACR-PL-TAH-028-024 | 2022-02-09 | ADSH-P-PO-GE-028 | TAHVIEH IRAN CO. | DDP | 24 |  | 17 | Sub Item | HVAC-MPB-BulkItem | I.U.LAB-06-14.5 CMM | YVKVXH056WAR-GX | 1 | 1 |  |  |  |  | 1 | Piece |  |  | 182
664 | OPI-TAH-028-025 | 2022-08-02 | SACR-PL-TAH-028-024 | 2022-02-09 | ADSH-P-PO-GE-028 | TAHVIEH IRAN CO. | DDP | 24 |  | 17 | Sub Item | HVAC-MPB-BulkItem | I.U.LAB-06-14.5 CMM | YVKVXH056WAR-GX | 1 | 1 |  |  |  |  | 1 | Piece |  |  | 182
665 | OPI-TAH-028-025 | 2022-08-02 | SACR-PL-TAH-028-024 | 2022-02-09 | ADSH-P-PO-GE-028 | TAHVIEH IRAN CO. | DDP | 24 |  | 17 | Sub Item | HVAC-MPB-BulkItem | I.U.OFC-25-14.5 CMM | YVKVXH056WAR-GX | 1 | 1 |  |  |  |  | 1 | Piece |  |  | 182
666 | OPI-TAH-028-025 | 2022-08-02 | SACR-PL-TAH-028-024 | 2022-02-09 | ADSH-P-PO-GE-028 | TAHVIEH IRAN CO. | DDP | 24 |  | 18 | Sub Item | HVAC-MPB-BulkItem | I.U.OFC-36-14.5 CMM | YVKVXH056WAR-GX | 1 | 1 |  |  |  |  | 1 | Piece |  |  | 182
667 | OPI-TAH-028-025 | 2022-08-02 | SACR-PL-TAH-028-024 | 2022-02-09 | ADSH-P-PO-GE-028 | TAHVIEH IRAN CO. | DDP | 24 |  | 18 | Sub Item | HVAC-MPB-BulkItem | I.U.RES-16-14.5 CMM | YVKVXH056WAR-GX | 1 | 1 |  |  |  |  | 1 | Piece |  |  | 182
668 | OPI-TAH-028-025 | 2022-08-02 | SACR-PL-TAH-028-024 | 2022-02-09 | ADSH-P-PO-GE-028 | TAHVIEH IRAN CO. | DDP | 24 |  | 18 | Sub Item | HVAC-MPB-BulkItem | I.U.RES-10-14.5 CMM | YVKVXH056WAR-GX | 1 | 1 |  |  |  |  | 1 | Piece |  |  | 182
669 | OPI-TAH-028-025 | 2022-08-02 | SACR-PL-TAH-028-024 | 2022-02-09 | ADSH-P-PO-GE-028 | TAHVIEH IRAN CO. | DDP | 24 |  | 18 | Sub Item | HVAC-MPB-BulkItem | I.U.RES-09-14.5 CMM | YVKVXH056WAR-GX | 1 | 1 |  |  |  |  | 1 | Piece |  |  | 182
670 | OPI-TAH-028-025 | 2022-08-02 | SACR-PL-TAH-028-024 | 2022-02-09 | ADSH-P-PO-GE-028 | TAHVIEH IRAN CO. | DDP | 24 |  | 19 | Sub Item | HVAC-MPB-BulkItem | I.U.OFC-26-14.5 CMM | YVKVXH056WAR-GX | 1 | 1 |  |  |  |  | 1 | Piece |  |  | 182
671 | OPI-TAH-028-025 | 2022-08-02 | SACR-PL-TAH-028-024 | 2022-02-09 | ADSH-P-PO-GE-028 | TAHVIEH IRAN CO. | DDP | 24 |  | 19 | Sub Item | HVAC-MPB-BulkItem | I.U.LAB-06-14.5 CMM | YVKVXH056WAR-GX | 1 | 1 |  |  |  |  | 1 | Piece |  |  | 182
672 | OPI-TAH-028-025 | 2022-08-02 | SACR-PL-TAH-028-024 | 2022-02-09 | ADSH-P-PO-GE-028 | TAHVIEH IRAN CO. | DDP | 24 |  | 20 | Sub Item | HVAC-MPB-BulkItem | I.U.LAB-06-14.5 CMM | YVKVXH056WAR-GX | 1 | 1 |  |  |  |  | 1 | Piece |  |  | 182
673 | OPI-TAH-028-025 | 2022-08-02 | SACR-PL-TAH-028-024 | 2022-02-09 | ADSH-P-PO-GE-028 | TAHVIEH IRAN CO. | DDP | 24 |  | 20 | Sub Item | HVAC-MPB-BulkItem | I.U.LAB-06-14.5 CMM | YVKVXH056WAR-GX | 1 | 1 |  |  |  |  | 1 | Piece |  |  | 182
674 | OPI-TAH-028-025 | 2022-08-02 | SACR-PL-TAH-028-024 | 2022-02-09 | ADSH-P-PO-GE-028 | TAHVIEH IRAN CO. | DDP | 24 |  | 20 | Sub Item | HVAC-MPB-BulkItem | I.U.LAB-06-14.5 CMM | YVKVXH056WAR-GX | 1 | 1 |  |  |  |  | 1 | Piece |  |  | 182
675 | OPI-TAH-028-025 | 2022-08-02 | SACR-PL-TAH-028-024 | 2022-02-09 | ADSH-P-PO-GE-028 | TAHVIEH IRAN CO. | DDP | 24 |  | 20 | Sub Item | HVAC-MPB-BulkItem | I.U.OFC-26-14.5 CMM | YVKVXH056WAR-GX | 1 | 1 |  |  |  |  | 1 | Piece |  |  | 182
676 | OPI-TAH-028-025 | 2022-08-02 | SACR-PL-TAH-028-024 | 2022-02-09 | ADSH-P-PO-GE-028 | TAHVIEH IRAN CO. | DDP | 24 |  | 20 | Sub Item | HVAC-MPB-BulkItem | I.U.LAB-06-14.5 CMM | YVKVXH056WAR-GX | 1 | 1 |  |  |  |  | 1 | Piece |  |  | 182
677 | OPI-TAH-028-025 | 2022-08-02 | SACR-PL-TAH-028-024 | 2022-02-09 | ADSH-P-PO-GE-028 | TAHVIEH IRAN CO. | DDP | 24 |  | 20 | Sub Item | HVAC-MPB-BulkItem | I.U.OFC-36-14.5 CMM | YVKVXH056WAR-GX | 1 | 1 |  |  |  |  | 1 | Piece |  |  | 182
678 | OPI-TAH-028-025 | 2022-08-02 | SACR-PL-TAH-028-024 | 2022-02-09 | ADSH-P-PO-GE-028 | TAHVIEH IRAN CO. | DDP | 24 |  | 20 | Sub Item | HVAC-MPB-BulkItem | I.U.LAB-06-14.5 CMM | YVKVXH056WAR-GX | 1 | 1 |  |  |  |  | 1 | Piece |  |  | 182
679 | OPI-TAH-028-025 | 2022-08-02 | SACR-PL-TAH-028-024 | 2022-02-09 | ADSH-P-PO-GE-028 | TAHVIEH IRAN CO. | DDP | 24 |  | 20 | Sub Item | HVAC-MPB-BulkItem | I.U.LAB-06-14.5 CMM | YVKVXH056WAR-GX | 1 | 1 |  |  |  |  | 1 | Piece |  |  | 182
680 | OPI-TAH-028-025 | 2022-08-02 | SACR-PL-TAH-028-024 | 2022-02-09 | ADSH-P-PO-GE-028 | TAHVIEH IRAN CO. | DDP | 24 |  | 20 | Sub Item | HVAC-MPB-BulkItem | I.U.OFC-25-14.5 CMM | YVKVXH056WAR-GX | 1 | 1 |  |  |  |  | 1 | Piece |  |  | 182
681 | OPI-TAH-028-025 | 2022-08-02 | SACR-PL-TAH-028-024 | 2022-02-09 | ADSH-P-PO-GE-028 | TAHVIEH IRAN CO. | DDP | 24 |  | 20 | Sub Item | HVAC-MPB-BulkItem | I.U.LAB-06-14.5 CMM | YVKVXH056WAR-GX | 1 | 1 |  |  |  |  | 1 | Piece |  |  | 182
682 | OPI-TAH-028-025 | 2022-08-02 | SACR-PL-TAH-028-024 | 2022-02-09 | ADSH-P-PO-GE-028 | TAHVIEH IRAN CO. | DDP | 24 |  | 20 | Sub Item | HVAC-MPB-BulkItem | I.U.LAB-06-14.5 CMM | YVKVXH056WAR-GX | 1 | 1 |  |  |  |  | 1 | Piece |  |  | 182
683 | OPI-TAH-028-025 | 2022-08-02 | SACR-PL-TAH-028-024 | 2022-02-09 | ADSH-P-PO-GE-028 | TAHVIEH IRAN CO. | DDP | 24 |  | 21 | Sub Item | HVAC-MPB-BulkItem | I.U.OFC-22-14.5 CMM | YVKVXH056WAR-GX | 1 | 1 |  |  |  |  | 1 | Piece |  |  | 182
684 | OPI-TAH-028-025 | 2022-08-02 | SACR-PL-TAH-028-024 | 2022-02-09 | ADSH-P-PO-GE-028 | TAHVIEH IRAN CO. | DDP | 24 |  | 21 | Sub Item | HVAC-MPB-BulkItem | I.U.RES-16-14.5 CMM | YVKVXH056WAR-GX | 1 | 1 |  |  |  |  | 1 | Piece |  |  | 182
685 | OPI-TAH-028-025 | 2022-08-02 | SACR-PL-TAH-028-024 | 2022-02-09 | ADSH-P-PO-GE-028 | TAHVIEH IRAN CO. | DDP | 24 |  | 21 | Sub Item | HVAC-MPB-BulkItem | I.U.RES-15-14.5 CMM | YVKVXH056WAR-GX | 1 | 1 |  |  |  |  | 1 | Piece |  |  | 182
686 | OPI-TAH-028-025 | 2022-08-02 | SACR-PL-TAH-028-024 | 2022-02-09 | ADSH-P-PO-GE-028 | TAHVIEH IRAN CO. | DDP | 24 |  | 21 | Sub Item | HVAC-MPB-BulkItem | I.U.RES-14-14.5 CMM | YVKVXH056WAR-GX | 1 | 1 |  |  |  |  | 1 | Piece |  |  | 182
687 | OPI-TAH-028-025 | 2022-08-02 | SACR-PL-TAH-028-024 | 2022-02-09 | ADSH-P-PO-GE-028 | TAHVIEH IRAN CO. | DDP | 24 |  | 21 | Sub Item | HVAC-MPB-BulkItem | I.U.RES-13-14.5 CMM | YVKVXH056WAR-GX | 1 | 1 |  |  |  |  | 1 | Piece |  |  | 182
688 | OPI-TAH-028-025 | 2022-08-02 | SACR-PL-TAH-028-024 | 2022-02-09 | ADSH-P-PO-GE-028 | TAHVIEH IRAN CO. | DDP | 24 |  | 21 | Sub Item | HVAC-MPB-BulkItem | I.U.RES-17-14.5 CMM | YVKVXH056WAR-GX | 1 | 1 |  |  |  |  | 1 | Piece |  |  | 182
689 | OPI-TAH-028-025 | 2022-08-02 | SACR-PL-TAH-028-024 | 2022-02-09 | ADSH-P-PO-GE-028 | TAHVIEH IRAN CO. | DDP | 24 |  | 21 | Sub Item | HVAC-MPB-BulkItem | I.U.RES-10-14.5 CMM | YVKVXH056WAR-GX | 1 | 1 |  |  |  |  | 1 | Piece |  |  | 182
690 | OPI-TAH-028-025 | 2022-08-02 | SACR-PL-TAH-028-024 | 2022-02-09 | ADSH-P-PO-GE-028 | TAHVIEH IRAN CO. | DDP | 24 |  | 21 | Sub Item | HVAC-MPB-BulkItem | I.U.RES-08-14.5 CMM | YVKVXH056WAR-GX | 1 | 1 |  |  |  |  | 1 | Piece |  |  | 182
691 | OPI-TAH-028-025 | 2022-08-02 | SACR-PL-TAH-028-024 | 2022-02-09 | ADSH-P-PO-GE-028 | TAHVIEH IRAN CO. | DDP | 24 |  | 21 | Sub Item | HVAC-MPB-BulkItem | I.U.RES-21-14.5 CMM | YVKVXH056WAR-GX | 1 | 1 |  |  |  |  | 1 | Piece |  |  | 182
692 | OPI-TAH-028-025 | 2022-08-02 | SACR-PL-TAH-028-024 | 2022-02-09 | ADSH-P-PO-GE-028 | TAHVIEH IRAN CO. | DDP | 24 |  | 21 | Sub Item | HVAC-MPB-BulkItem | I.U.RES-11-14.5 CMM | YVKVXH056WAR-GX | 1 | 1 |  |  |  |  | 1 | Piece |  |  | 182
693 | OPI-TAH-028-025 | 2022-08-02 | SACR-PL-TAH-028-024 | 2022-02-09 | ADSH-P-PO-GE-028 | TAHVIEH IRAN CO. | DDP | 24 |  | 21 | Sub Item | HVAC-MPB-BulkItem | I.U.RES-09-14.5 CMM | YVKVXH056WAR-GX | 1 | 1 |  |  |  |  | 1 | Piece |  |  | 182
694 | OPI-TAH-028-025 | 2022-08-02 | SACR-PL-TAH-028-024 | 2022-02-09 | ADSH-P-PO-GE-028 | TAHVIEH IRAN CO. | DDP | 24 |  | 22 | Sub Item | HVAC-MPB-BulkItem | O.U.COMPACT HEAT PUMP | YV2SYH022KAS-D-X | 1 | 1 |  |  |  |  | 1 | Piece |  |  | 182
695 | OPI-TAH-028-025 | 2022-08-02 | SACR-PL-TAH-028-024 | 2022-02-09 | ADSH-P-PO-GE-028 | TAHVIEH IRAN CO. | DDP | 24 |  | 23 | Sub Item | HVAC-MPB-BulkItem | O.U.ADMIN-VRF(2) | YV2VYH068KASFD-1 | 1 | 1 |  |  |  |  | 1 | Piece |  |  | 182
696 | OPI-TAH-028-025 | 2022-08-02 | SACR-PL-TAH-028-024 | 2022-02-09 | ADSH-P-PO-GE-028 | TAHVIEH IRAN CO. | DDP | 24 |  | 24 | Sub Item | HVAC-MPB-BulkItem | O.U.ADMIN-VRF(3) | YV2VYH068KASFD-1 | 1 | 1 |  |  |  |  | 1 | Piece |  |  | 182
697 | OPI-TAH-028-025 | 2022-08-02 | SACR-PL-TAH-028-024 | 2022-02-09 | ADSH-P-PO-GE-028 | TAHVIEH IRAN CO. | DDP | 24 |  | 25 | Sub Item | HVAC-MPB-BulkItem | O.U.ADMIN-VRF(4) | YV2VYH068KASFD-1 | 1 | 1 |  |  |  |  | 1 | Piece |  |  | 182
698 | OPI-TAH-028-025 | 2022-08-02 | SACR-PL-TAH-028-024 | 2022-02-09 | ADSH-P-PO-GE-028 | TAHVIEH IRAN CO. | DDP | 24 |  | 26 | Sub Item | HVAC-MPB-BulkItem | O.U.ADMIN-VRF(1) | YV2VYH068KASFD-1 | 1 | 1 |  |  |  |  | 1 | Piece |  |  | 182
699 | OPI-TAH-028-025 | 2022-08-02 | SACR-PL-TAH-028-024 | 2022-02-09 | ADSH-P-PO-GE-028 | TAHVIEH IRAN CO. | DDP | 24 |  | 27 | Sub Item | HVAC-MPB-BulkItem | O.U.LAB-VRV | YV2VYH068KASFD-1 | 1 | 1 |  |  |  |  | 1 | Piece |  |  | 182
700 | OPI-TAH-028-024 | 2022-05-21 | SACR-PL-TAH-028-025 | 2022-03-13 | ADSH-P-PO-GE-028 | TAHVIEH IRAN CO. | DDP | 25 |  | 1 | Sub Item | HVAC-MPB-BulkItem | SUP.REG.LAB-01 | Supply Register 15*15 | 4 | 4 |  |  |  |  | 4 | Piece |  |  | 182
701 | OPI-TAH-028-024 | 2022-05-21 | SACR-PL-TAH-028-025 | 2022-03-13 | ADSH-P-PO-GE-028 | TAHVIEH IRAN CO. | DDP | 25 |  | 1 | Sub Item | HVAC-MPB-BulkItem | SUP.REG.LAB-02 | Supply Register 50*50 | 13 | 13 |  |  |  |  | 13 | Piece |  |  | 182
702 | OPI-TAH-028-024 | 2022-05-21 | SACR-PL-TAH-028-025 | 2022-03-13 | ADSH-P-PO-GE-028 | TAHVIEH IRAN CO. | DDP | 25 |  | 1 | Sub Item | HVAC-MPB-BulkItem | SUP.REG.CRL-01 | Supply Register 20*20 | 4 | 4 |  |  |  |  | 4 | Piece |  |  | 182
703 | OPI-TAH-028-024 | 2022-05-21 | SACR-PL-TAH-028-025 | 2022-03-13 | ADSH-P-PO-GE-028 | TAHVIEH IRAN CO. | DDP | 25 |  | 1 | Sub Item | HVAC-MPB-BulkItem | SUP.REG.CRL-02 | Supply Register 40*40 | 9 | 9 |  |  |  |  | 9 | Piece |  |  | 182
704 | OPI-TAH-028-024 | 2022-05-21 | SACR-PL-TAH-028-025 | 2022-03-13 | ADSH-P-PO-GE-028 | TAHVIEH IRAN CO. | DDP | 25 |  | 1 | Sub Item | HVAC-MPB-BulkItem | SUP.REG.CRL-03 | Supply Register 50*50 | 9 | 9 |  |  |  |  | 9 | Piece |  |  | 182
705 | OPI-TAH-028-024 | 2022-05-21 | SACR-PL-TAH-028-025 | 2022-03-13 | ADSH-P-PO-GE-028 | TAHVIEH IRAN CO. | DDP | 25 |  | 1 | Sub Item | HVAC-MPB-BulkItem | SUP.REG.RES-01 | Supply Register 50*50 | 6 | 6 |  |  |  |  | 6 | Piece |  |  | 182
706 | OPI-TAH-028-024 | 2022-05-21 | SACR-PL-TAH-028-025 | 2022-03-13 | ADSH-P-PO-GE-028 | TAHVIEH IRAN CO. | DDP | 25 |  | 1 | Sub Item | HVAC-MPB-BulkItem | SUP.REG.RES-02 | Supply Register 35*35 | 2 | 2 |  |  |  |  | 2 | Piece |  |  | 182
707 | OPI-TAH-028-024 | 2022-05-21 | SACR-PL-TAH-028-025 | 2022-03-13 | ADSH-P-PO-GE-028 | TAHVIEH IRAN CO. | DDP | 25 |  | 1 | Sub Item | HVAC-MPB-BulkItem | SUP.REG.RES-03 | Supply Register 15*15 | 1 | 1 |  |  |  |  | 1 | Piece |  |  | 182
708 | OPI-TAH-028-024 | 2022-05-21 | SACR-PL-TAH-028-025 | 2022-03-13 | ADSH-P-PO-GE-028 | TAHVIEH IRAN CO. | DDP | 25 |  | 1 | Sub Item | HVAC-MPB-BulkItem | SUP.REG.RES-04 | Supply Register 25*25 | 2 | 2 |  |  |  |  | 2 | Piece |  |  | 182
709 | OPI-TAH-028-024 | 2022-05-21 | SACR-PL-TAH-028-025 | 2022-03-13 | ADSH-P-PO-GE-028 | TAHVIEH IRAN CO. | DDP | 25 |  | 1 | Sub Item | HVAC-MPB-BulkItem | SUP.REG.CLC-01 | Supply Register 15*15 | 5 | 5 |  |  |  |  | 5 | Piece |  |  | 182
710 | OPI-TAH-028-024 | 2022-05-21 | SACR-PL-TAH-028-025 | 2022-03-13 | ADSH-P-PO-GE-028 | TAHVIEH IRAN CO. | DDP | 25 |  | 1 | Sub Item | HVAC-MPB-BulkItem | SUP.REG.TEL-01 | Supply Register 25*25 | 1 | 1 |  |  |  |  | 1 | Piece |  |  | 182
711 | OPI-TAH-028-024 | 2022-05-21 | SACR-PL-TAH-028-025 | 2022-03-13 | ADSH-P-PO-GE-028 | TAHVIEH IRAN CO. | DDP | 25 |  | 1 | Sub Item | HVAC-MPB-BulkItem | SUP.REG.TEL-02 | Supply Register 15*15 | 1 | 1 |  |  |  |  | 1 | Piece |  |  | 182
712 | OPI-TAH-028-024 | 2022-05-21 | SACR-PL-TAH-028-025 | 2022-03-13 | ADSH-P-PO-GE-028 | TAHVIEH IRAN CO. | DDP | 25 |  | 1 | Sub Item | HVAC-MPB-BulkItem | SUP.REG.TEL-03 | Supply Register 30*30 | 2 | 2 |  |  |  |  | 2 | Piece |  |  | 182
713 | OPI-TAH-028-024 | 2022-05-21 | SACR-PL-TAH-028-025 | 2022-03-13 | ADSH-P-PO-GE-028 | TAHVIEH IRAN CO. | DDP | 25 |  | 1 | Sub Item | HVAC-MPB-BulkItem | WALL.Reg.TEL-01 | Wall Register 30*20 | 2 | 2 |  |  |  |  | 2 | Piece |  |  | 182
714 | OPI-TAH-028-024 | 2022-05-21 | SACR-PL-TAH-028-025 | 2022-03-13 | ADSH-P-PO-GE-028 | TAHVIEH IRAN CO. | DDP | 25 |  | 1 | Sub Item | HVAC-MPB-BulkItem | SUP.REG.OFC-01 | Supply Register 15*15 | 7 | 7 |  |  |  |  | 7 | Piece |  |  | 182
715 | OPI-TAH-028-024 | 2022-05-21 | SACR-PL-TAH-028-025 | 2022-03-13 | ADSH-P-PO-GE-028 | TAHVIEH IRAN CO. | DDP | 25 |  | 1 | Sub Item | HVAC-MPB-BulkItem | SUP.REG.OFC-02 | Supply Register 25*25 | 12 | 12 |  |  |  |  | 12 | Piece |  |  | 182
716 | OPI-TAH-028-024 | 2022-05-21 | SACR-PL-TAH-028-025 | 2022-03-13 | ADSH-P-PO-GE-028 | TAHVIEH IRAN CO. | DDP | 25 |  | 1 | Sub Item | HVAC-MPB-BulkItem | SUP.REG.OFC-03 | Supply Register 35*35 | 2 | 2 |  |  |  |  | 2 | Piece |  |  | 182
717 | OPI-TAH-028-024 | 2022-05-21 | SACR-PL-TAH-028-025 | 2022-03-13 | ADSH-P-PO-GE-028 | TAHVIEH IRAN CO. | DDP | 25 |  | 1 | Sub Item | HVAC-MPB-BulkItem | SUP.REG.BAT-01 | Supply Register 60*60 | 1 | 1 |  |  |  |  | 1 | Piece |  |  | 182
718 | OPI-TAH-028-024 | 2022-05-21 | SACR-PL-TAH-028-025 | 2022-03-13 | ADSH-P-PO-GE-028 | TAHVIEH IRAN CO. | DDP | 25 |  | 1 | Sub Item | HVAC-MPB-BulkItem | RET.Grill.CRL-01 | Return Grille 40*40 | 6 | 6 |  |  |  |  | 6 | Piece |  |  | 182
719 | OPI-TAH-028-024 | 2022-05-21 | SACR-PL-TAH-028-025 | 2022-03-13 | ADSH-P-PO-GE-028 | TAHVIEH IRAN CO. | DDP | 25 |  | 1 | Sub Item | HVAC-MPB-BulkItem | RET.Grill.CRL-02 | Return Grille 60*50 | 5 | 5 |  |  |  |  | 5 | Piece |  |  | 182
720 | OPI-TAH-028-024 | 2022-05-21 | SACR-PL-TAH-028-025 | 2022-03-13 | ADSH-P-PO-GE-028 | TAHVIEH IRAN CO. | DDP | 25 |  | 1 | Sub Item | HVAC-MPB-BulkItem | EXH.Grill.BAT-01 | Exhuast Grille 40*40 | 2 | 2 |  |  |  |  | 2 | Piece |  |  | 182
721 | OPI-TAH-028-024 | 2022-05-21 | SACR-PL-TAH-028-025 | 2022-03-13 | ADSH-P-PO-GE-028 | TAHVIEH IRAN CO. | DDP | 25 |  | 1 | Sub Item | HVAC-MPB-BulkItem | EXH.Grill.LAB-01 | Exhuast Grille 20*20 | 2 | 2 |  |  |  |  | 2 | Piece |  |  | 182
722 | OPI-TAH-028-024 | 2022-05-21 | SACR-PL-TAH-028-025 | 2022-03-13 | ADSH-P-PO-GE-028 | TAHVIEH IRAN CO. | DDP | 25 |  | 1 | Sub Item | HVAC-MPB-BulkItem | EXH.Grill.CRL-01 | Exhuast Grille 15*15 | 4 | 4 |  |  |  |  | 4 | Piece |  |  | 182
723 | OPI-TAH-028-024 | 2022-05-21 | SACR-PL-TAH-028-025 | 2022-03-13 | ADSH-P-PO-GE-028 | TAHVIEH IRAN CO. | DDP | 25 |  | 1 | Sub Item | HVAC-MPB-BulkItem | EXH.Grill.RES-01 | Exhuast Grille 15*15 | 6 | 6 |  |  |  |  | 6 | Piece |  |  | 182
724 | OPI-TAH-028-024 | 2022-05-21 | SACR-PL-TAH-028-025 | 2022-03-13 | ADSH-P-PO-GE-028 | TAHVIEH IRAN CO. | DDP | 25 |  | 1 | Sub Item | HVAC-MPB-BulkItem | EXH.Grill.RES-02 | Exhuast Grille 30*30 | 2 | 2 |  |  |  |  | 2 | Piece |  |  | 182
725 | OPI-TAH-028-024 | 2022-05-21 | SACR-PL-TAH-028-025 | 2022-03-13 | ADSH-P-PO-GE-028 | TAHVIEH IRAN CO. | DDP | 25 |  | 1 | Sub Item | HVAC-MPB-BulkItem | EXH.Grill.RES-03 | Exhuast Grille 30*30 | 1 | 1 |  |  |  |  | 1 | Piece |  |  | 182
726 | OPI-TAH-028-024 | 2022-05-21 | SACR-PL-TAH-028-025 | 2022-03-13 | ADSH-P-PO-GE-028 | TAHVIEH IRAN CO. | DDP | 25 |  | 1 | Sub Item | HVAC-MPB-BulkItem | EXH.Grill.RES-04 | Exhuast Grille 30*30 | 2 | 2 |  |  |  |  | 2 | Piece |  |  | 182
727 | OPI-TAH-028-024 | 2022-05-21 | SACR-PL-TAH-028-025 | 2022-03-13 | ADSH-P-PO-GE-028 | TAHVIEH IRAN CO. | DDP | 25 |  | 1 | Sub Item | HVAC-MPB-BulkItem | EXH.Grill.CLC-02 | Exhuast Grille 25*25 | 1 | 1 |  |  |  |  | 1 | Piece |  |  | 182
728 | OPI-TAH-028-024 | 2022-05-21 | SACR-PL-TAH-028-025 | 2022-03-13 | ADSH-P-PO-GE-028 | TAHVIEH IRAN CO. | DDP | 25 |  | 1 | Sub Item | HVAC-MPB-BulkItem | EXH.Grill.OFC-01 | Exhuast Grille 15*15 | 12 | 12 |  |  |  |  | 12 | Piece |  |  | 182
729 | OPI-TAH-028-024 | 2022-05-21 | SACR-PL-TAH-028-025 | 2022-03-13 | ADSH-P-PO-GE-028 | TAHVIEH IRAN CO. | DDP | 25 |  | 1 | Sub Item | HVAC-MPB-BulkItem | SUP.REG.FFS-01 | Supply Register 40*40 | 5 | 5 |  |  |  |  | 5 | Piece |  |  | 182
730 | OPI-TAH-028-024 | 2022-05-21 | SACR-PL-TAH-028-025 | 2022-03-13 | ADSH-P-PO-GE-028 | TAHVIEH IRAN CO. | DDP | 25 |  | 1 | Sub Item | HVAC-MPB-BulkItem | SUP.REG.FFS-02 | Supply Register 25*25 | 2 | 2 |  |  |  |  | 2 | Piece |  |  | 182
731 | OPI-TAH-028-024 | 2022-05-21 | SACR-PL-TAH-028-025 | 2022-03-13 | ADSH-P-PO-GE-028 | TAHVIEH IRAN CO. | DDP | 25 |  | 1 | Sub Item | HVAC-MPB-BulkItem | RET.Grill.FFS-01 | Exhuast Grille 60*60 | 1 | 1 |  |  |  |  | 1 | Piece |  |  | 182
732 | OPI-TAH-028-024 | 2022-05-21 | SACR-PL-TAH-028-025 | 2022-03-13 | ADSH-P-PO-GE-028 | TAHVIEH IRAN CO. | DDP | 25 |  | 1 | Sub Item | HVAC-MPB-BulkItem | ACD-001 | Access Door 30*20 | 5 | 5 |  |  |  |  | 5 | Piece |  |  | 182
733 | OPI-TAH-028-024 | 2022-05-21 | SACR-PL-TAH-028-025 | 2022-03-13 | ADSH-P-PO-GE-028 | TAHVIEH IRAN CO. | DDP | 25 |  | 1 | Sub Item | HVAC-MPB-BulkItem | ACD-002 | Access Door 20*20 | 5 | 5 |  |  |  |  | 5 | Piece |  |  | 182
734 | OPI-TAH-028-024 | 2022-05-21 | SACR-PL-TAH-028-025 | 2022-03-13 | ADSH-P-PO-GE-028 | TAHVIEH IRAN CO. | DDP | 25 |  | 1 | Sub Item | HVAC-MPB-BulkItem | ACD-503 | Access Door 15*15 | 3 | 3 |  |  |  |  | 3 | Piece |  |  | 182
735 | OPI-TAH-028-024 | 2022-05-21 | SACR-PL-TAH-028-025 | 2022-03-13 | ADSH-P-PO-GE-028 | TAHVIEH IRAN CO. | DDP | 25 |  | 1 | Sub Item | HVAC-MPB-BulkItem | MPRD-CRL-01 | Motorized Pressure relief damper 40*40 | 1 | 1 |  |  |  |  | 1 | Piece |  |  | 182
736 | OPI-TAH-028-024 | 2022-05-21 | SACR-PL-TAH-028-025 | 2022-03-13 | ADSH-P-PO-GE-028 | TAHVIEH IRAN CO. | DDP | 25 |  | 1 | Sub Item | HVAC-MPB-BulkItem | MPRD-ITR-01 | Motorized Pressure relief damper 40*40 | 1 | 1 |  |  |  |  | 1 | Piece |  |  | 182
737 | OPI-TAH-028-026 | 2022-08-02 | SACR-PL-TAH-028-026 | 2022-04-05 | ADSH-P-PO-GE-028 | TAHVIEH IRAN CO. | DDP | 26 |  | 1 | Sub Item | HVAC-MPB-BulkItem | EF.BAT.01A | Explain Proof Exhaut Fan /AS 15-7 RD | 1 | 1 |  |  |  |  | 1 | Piece |  |  | 182
738 | OPI-TAH-028-026 | 2022-08-02 | SACR-PL-TAH-028-026 | 2022-04-05 | ADSH-P-PO-GE-028 | TAHVIEH IRAN CO. | DDP | 26 |  | 1 | Sub Item | HVAC-MPB-BulkItem | EF.BAT.01B | Explain Proof Exhaut Fan /AS 15-7 LG | 1 | 1 |  |  |  |  | 1 | Piece |  |  | 182
739 | OPI-TAH-028-027 | 2022-08-02 | SACR-PL-TAH-028-027 | 2022-04-26 | ADSH-P-PO-GE-028 | TAHVIEH IRAN CO. | DDP | 27 |  | 1 | Commissioning Spare Part | HVAC-MPB-BulkItem | HAR-5 4 V & HAR-5 3 V & AH-06 | Refrigrant Gas - R-134A | 924.8 | 924.8 |  |  |  |  | 924.8 | Kg |  | Commissioning | 182
740 | OPI-TAH-028-027 | 2022-08-02 | SACR-PL-TAH-028-027 | 2022-04-26 | ADSH-P-PO-GE-028 | TAHVIEH IRAN CO. | DDP | 27 |  | 1 | Commissioning Spare Part | HVAC-MPB-BulkItem | HAR-5 4 V & HAR-5 3 V & AH-06 | Core Dryer | 22 | 22 |  |  |  |  | 22 | Piece |  | Commissioning | 182
741 | OPI-TAH-028-027 | 2022-08-02 | SACR-PL-TAH-028-027 | 2022-04-26 | ADSH-P-PO-GE-028 | TAHVIEH IRAN CO. | DDP | 27 |  | 1 | Commissioning Spare Part | HVAC-MPB-BulkItem | HAR-5 4 V & HAR-5 3 V & AH-06 | Refrigerant / R- 141B | 163.2 | 163.2 |  |  |  |  | 163.2 | Kg |  | Commissioning | 182
742 | OPI-TAH-028-027 | 2022-08-02 | SACR-PL-TAH-028-027 | 2022-04-26 | ADSH-P-PO-GE-028 | TAHVIEH IRAN CO. | DDP | 27 |  | 1 | Commissioning Spare Part | HVAC-MPB-BulkItem | AH-19 & AH-24 & AH-06 | Grease | 3 | 3 |  |  |  |  | 3 | Piece |  | Commissioning | 182
743 | OPI-TAH-028-027 | 2022-08-02 | SACR-PL-TAH-028-027 | 2022-04-26 | ADSH-P-PO-GE-028 | TAHVIEH IRAN CO. | DDP | 27 |  | 1 | Commissioning Spare Part | HVAC-MPB-BulkItem | AH-24 | Expansion Valve TERE-25MW | 4 | 4 |  |  |  |  | 4 | Piece |  | Hand Over | 182
744 | OPI-TAH-028-027 | 2022-08-02 | SACR-PL-TAH-028-027 | 2022-04-26 | ADSH-P-PO-GE-028 | TAHVIEH IRAN CO. | DDP | 27 |  | 1 | Commissioning Spare Part | HVAC-MPB-BulkItem | AH-06 | Expansion Valve TCLE-550MW | 2 | 2 |  |  |  |  | 2 | Piece |  | Hand Over | 182
745 | OPI-TAH-028-027 | 2022-08-02 | SACR-PL-TAH-028-027 | 2022-04-26 | ADSH-P-PO-GE-028 | TAHVIEH IRAN CO. | DDP | 27 |  | 1 | Commissioning Spare Part | HVAC-MPB-BulkItem | AH-19 & AH-24 | Expansion Valve TIRE-45MW | 6 | 6 |  |  |  |  | 6 | Piece |  | Hand Over | 182
746 | OPI-TAH-028-027 | 2022-08-02 | SACR-PL-TAH-028-027 | 2022-04-26 | ADSH-P-PO-GE-028 | TAHVIEH IRAN CO. | DDP | 27 |  | 1 | Commissioning Spare Part | HVAC-MPB-BulkItem | AH-19 & AH-24 & AH-06 | Magnehelic - Dwyer 0-500 | 12 | 12 |  |  |  |  | 12 | Piece |  | Hand Over | 182
747 | OPI-TAH-028-027 | 2022-08-02 | SACR-PL-TAH-028-027 | 2022-04-26 | ADSH-P-PO-GE-028 | TAHVIEH IRAN CO. | DDP | 27 |  | 1 | Commissioning Spare Part | HVAC-MPB-BulkItem | AH-19 & AH-24 & AH-06 | Bolt & Nut M12x100 with Flat & Spring Washer | 120 | 120 | 9 |  |  |  | 111 | Piece |  | Hand Over | 182
748 | OPI-TAH-028-027 | 2022-08-02 | SACR-PL-TAH-028-027 | 2022-04-26 | ADSH-P-PO-GE-028 | TAHVIEH IRAN CO. | DDP | 27 |  | 1 | Commissioning Spare Part | HVAC-MPB-BulkItem | HAR-5 4 V & HAR-5 3 V & AH-06 | Bolt & Nut M16x100 with Flat & Spring Washer | 40 | 40 |  |  |  |  | 40 | Piece |  | Hand Over | 182
749 | OPI-TAH-028-027 | 2022-08-02 | SACR-PL-TAH-028-027 | 2022-04-26 | ADSH-P-PO-GE-028 | TAHVIEH IRAN CO. | DDP | 27 |  | 1 | Commissioning Spare Part | HVAC-MPB-BulkItem | AH-19 & AH-24 & AH-06 | Rubber Isolator Pad-120*60(mm)thickness:50mm hole:18 mm | 120 | 120 | 2 |  |  |  | 118 | Piece |  | Hand Over | 182
750 | OPI-TAH-028-027 | 2022-08-02 | SACR-PL-TAH-028-027 | 2022-04-26 | ADSH-P-PO-GE-028 | TAHVIEH IRAN CO. | DDP | 27 |  | 1 | Commissioning Spare Part | HVAC-MPB-BulkItem | AH-19 & AH-24 & AH-06 | Mastic Glue | 15 | 15 |  |  |  |  | 15 | Piece |  | Hand Over | 182
751 | OPI-TAH-028-027 | 2022-08-02 | SACR-PL-TAH-028-027 | 2022-04-26 | ADSH-P-PO-GE-028 | TAHVIEH IRAN CO. | DDP | 27 |  | 1 | Commissioning Spare Part | HVAC-MPB-BulkItem | AH-19 & AH-24 & AH-06 | Socket Screw M10x80 | 72 | 72 |  |  |  |  | 72 | Piece |  | Hand Over | 182
752 | OPI-TAH-028-027 | 2022-08-02 | SACR-PL-TAH-028-027 | 2022-04-26 | ADSH-P-PO-GE-028 | TAHVIEH IRAN CO. | DDP | 27 |  | 1 | Commissioning Spare Part | HVAC-MPB-BulkItem | AH-19 & AH-24 & AH-06 | Galvanized Elbow 1 1/2 | 12 | 12 |  |  |  |  | 12 | Piece |  | Hand Over | 182
753 | OPI-TAH-028-027 | 2022-08-02 | SACR-PL-TAH-028-027 | 2022-04-26 | ADSH-P-PO-GE-028 | TAHVIEH IRAN CO. | DDP | 27 |  | 1 | Commissioning Spare Part | HVAC-MPB-BulkItem | AH-19 & AH-24 & AH-06 | Galvanized Pipe 1 1/2 | 6 | 6 |  |  |  |  | 6 | Meter |  | Hand Over | 182
754 | OPI-TAH-028-027 | 2022-08-02 | SACR-PL-TAH-028-027 | 2022-04-26 | ADSH-P-PO-GE-028 | TAHVIEH IRAN CO. | DDP | 27 |  | 2 | Commissioning Spare Part | HVAC-MPB-BulkItem | AH-19 & AH-24 & AH-06 | BAG FILTERS / (24*24*24") / (0.95% D.S) | 32 | 32 |  |  |  |  | 32 | Piece |  | Hand Over | 182
755 | OPI-TAH-028-027 | 2022-08-02 | SACR-PL-TAH-028-027 | 2022-04-26 | ADSH-P-PO-GE-028 | TAHVIEH IRAN CO. | DDP | 27 |  | 2 | Commissioning Spare Part | HVAC-MPB-BulkItem | AH-24 | BAG FILTERS / (12*24*24") / (0.95% D.S) | 9 | 9 |  |  |  |  | 9 | Piece |  | Hand Over | 182
756 | OPI-TAH-028-027 | 2022-08-02 | SACR-PL-TAH-028-027 | 2022-04-26 | ADSH-P-PO-GE-028 | TAHVIEH IRAN CO. | DDP | 27 |  | 3 | Commissioning Spare Part | HVAC-MPB-BulkItem | HAR-5 4 V | Compressor BSR314-HA | 1 | 1 |  |  |  |  | 1 | Piece |  | Commissioning | 182
757 | OPI-TAH-028-027 | 2022-08-02 | SACR-PL-TAH-028-027 | 2022-04-26 | ADSH-P-PO-GE-028 | TAHVIEH IRAN CO. | DDP | 27 |  | 4 | Commissioning Spare Part | HVAC-MPB-BulkItem | HAR-5 3 V | Compressor BSR311-HA | 1 | 1 |  |  |  |  | 1 | Piece |  | Commissioning | 182
758 | OPI-TAH-028-028 | 2022-08-02 | SACR-PL-TAH-028-028 | 2022-05-07 | ADSH-P-PO-GE-028 | TAHVIEH IRAN CO. | DDP | 28 |  | 1 | Commissioning Spare Part | HVAC-MPB-BulkItem | 1122770000 | PLC Relay , TRS 24VDC 1CO | 12 | 12 |  |  |  |  | 12 | Piece |  | COMMISIONING Control Panel | 182
759 | OPI-TAH-028-028 | 2022-08-02 | SACR-PL-TAH-028-028 | 2022-05-07 | ADSH-P-PO-GE-028 | TAHVIEH IRAN CO. | DDP | 28 |  | 1 | Commissioning Spare Part | HVAC-MPB-BulkItem | 1123490000 | PLC Relay , TRS 24VDC 2CO | 1 | 1 |  |  |  |  | 1 | Piece |  | COMMISIONING Control Panel | 182
760 | OPI-TAH-028-028 | 2022-08-02 | SACR-PL-TAH-028-028 | 2022-05-07 | ADSH-P-PO-GE-028 | TAHVIEH IRAN CO. | DDP | 28 |  | 1 | Commissioning Spare Part | HVAC-MPB-BulkItem | 1122820000 | PLC Relay , TRS 230VAC 1CO | 1 | 1 |  |  |  |  | 1 | Piece |  | COMMISIONING Control Panel | 182
761 | OPI-TAH-028-028 | 2022-08-02 | SACR-PL-TAH-028-028 | 2022-05-07 | ADSH-P-PO-GE-028 | TAHVIEH IRAN CO. | DDP | 28 |  | 1 | Commissioning Spare Part | HVAC-MPB-BulkItem | 9532440000 | Fuse terminal, Rated cross-section: 4 mm² | 23 | 23 |  |  |  |  | 23 | Piece |  | COMMISIONING Control Panel | 182
762 | OPI-TAH-028-028 | 2022-08-02 | SACR-PL-TAH-028-028 | 2022-05-07 | ADSH-P-PO-GE-028 | TAHVIEH IRAN CO. | DDP | 28 |  | 1 | Commissioning Spare Part | HVAC-MPB-BulkItem | 6010201001 | Fuse Terminal Blocks , 4 mm², Gray (RFT5) | 1 | 1 |  |  |  |  | 1 | Piece |  | COMMISIONING Control Panel | 182
763 | OPI-TAH-028-028 | 2022-08-02 | SACR-PL-TAH-028-028 | 2022-05-07 | ADSH-P-PO-GE-028 | TAHVIEH IRAN CO. | DDP | 28 |  | 1 | Commissioning Spare Part | HVAC-MPB-BulkItem | 6010403005 | Terminal Blocks , 4 mm², Gray (RTP4) | 1 | 1 |  |  |  |  | 1 | Piece |  | COMMISIONING Control Panel | 182
764 | OPI-TAH-028-028 | 2022-08-02 | SACR-PL-TAH-028-028 | 2022-05-07 | ADSH-P-PO-GE-028 | TAHVIEH IRAN CO. | DDP | 28 |  | 1 | Commissioning Spare Part | HVAC-MPB-BulkItem | 2A | GLASS FUSE 2A | 6 | 6 | 6 |  |  |  |  | Piece |  | COMMISIONING Control Panel | 182
765 | OPI-TAH-028-028 | 2022-08-02 | SACR-PL-TAH-028-028 | 2022-05-07 | ADSH-P-PO-GE-028 | TAHVIEH IRAN CO. | DDP | 28 |  | 1 | Commissioning Spare Part | HVAC-MPB-BulkItem | 1A | GLASS FUSE 1A | 13 | 13 |  |  |  |  | 13 | Piece |  | COMMISIONING Control Panel | 182
766 | OPI-TAH-028-028 | 2022-08-02 | SACR-PL-TAH-028-028 | 2022-05-07 | ADSH-P-PO-GE-028 | TAHVIEH IRAN CO. | DDP | 28 |  | 1 | Commissioning Spare Part | HVAC-MPB-BulkItem | 0.5A | GLASS FUSE 0.5A | 32 | 32 |  |  |  |  | 32 | Piece |  | COMMISIONING Control Panel | 182
767 | OPI-TAH-028-028 | 2022-08-02 | SACR-PL-TAH-028-028 | 2022-05-07 | ADSH-P-PO-GE-028 | TAHVIEH IRAN CO. | DDP | 28 |  | 1 | Commissioning Spare Part | HVAC-MPB-BulkItem | RTP6 | Terminal 6mm^2 | 1 | 1 |  |  |  |  | 1 | Piece |  | COMMISIONING Control Panel | 182
768 | OPI-TAH-028-028 | 2022-08-02 | SACR-PL-TAH-028-028 | 2022-05-07 | ADSH-P-PO-GE-028 | TAHVIEH IRAN CO. | DDP | 28 |  | 1 | Commissioning Spare Part | HVAC-MPB-BulkItem | DF102V | Fuseholder -( HRC ) | 1 | 1 |  |  |  |  | 1 | Piece |  | COMMISIONING Local Panel | 182
769 | OPI-TAH-028-028 | 2022-08-02 | SACR-PL-TAH-028-028 | 2022-05-07 | ADSH-P-PO-GE-028 | TAHVIEH IRAN CO. | DDP | 28 |  | 1 | Commissioning Spare Part | HVAC-MPB-BulkItem | DF143VC | Fuseholder -( HRC ) | 1 | 1 |  |  |  |  | 1 | Piece |  | COMMISIONING Local Panel | 182
770 | OPI-TAH-028-028 | 2022-08-02 | SACR-PL-TAH-028-028 | 2022-05-07 | ADSH-P-PO-GE-028 | TAHVIEH IRAN CO. | DDP | 28 |  | 1 | Commissioning Spare Part | HVAC-MPB-BulkItem | DF103NV | Fuseholder -( HRC ) | 1 | 1 |  |  |  |  | 1 | Piece |  | COMMISIONING Local Panel | 182
771 | OPI-TAH-028-028 | 2022-08-02 | SACR-PL-TAH-028-028 | 2022-05-07 | ADSH-P-PO-GE-028 | TAHVIEH IRAN CO. | DDP | 28 |  | 1 | Commissioning Spare Part | HVAC-MPB-BulkItem | DF2CA06 | Fuse-6A | 1 | 1 |  |  |  |  | 1 | Piece |  | COMMISIONING Local Panel | 182
772 | OPI-TAH-028-028 | 2022-08-02 | SACR-PL-TAH-028-028 | 2022-05-07 | ADSH-P-PO-GE-028 | TAHVIEH IRAN CO. | DDP | 28 |  | 1 | Commissioning Spare Part | HVAC-MPB-BulkItem | 2620008 | Fuse-12A | 1 | 1 |  |  |  |  | 1 | Piece |  | COMMISIONING Local Panel | 182
773 | OPI-TAH-028-028 | 2022-08-02 | SACR-PL-TAH-028-028 | 2022-05-07 | ADSH-P-PO-GE-028 | TAHVIEH IRAN CO. | DDP | 28 |  | 1 | Commissioning Spare Part | HVAC-MPB-BulkItem | DF2CA25 | Fuse-25A | 1 | 1 |  |  |  |  | 1 | Piece |  | COMMISIONING Local Panel | 182
774 | OPI-TAH-028-028 | 2022-08-02 | SACR-PL-TAH-028-028 | 2022-05-07 | ADSH-P-PO-GE-028 | TAHVIEH IRAN CO. | DDP | 28 |  | 1 | Commissioning Spare Part | HVAC-MPB-BulkItem | DF2EA32 | Fuse-32A | 1 | 1 |  |  |  |  | 1 | Piece |  | COMMISIONING Local Panel | 182
775 | OPI-TAH-028-028 | 2022-08-02 | SACR-PL-TAH-028-028 | 2022-05-07 | ADSH-P-PO-GE-028 | TAHVIEH IRAN CO. | DDP | 28 |  | 1 | Commissioning Spare Part | HVAC-MPB-BulkItem | DF2EA40 | Fuse-40A | 1 | 1 |  |  |  |  | 1 | Piece |  | COMMISIONING Local Panel | 182
776 | OPI-TAH-028-028 | 2022-08-02 | SACR-PL-TAH-028-028 | 2022-05-07 | ADSH-P-PO-GE-028 | TAHVIEH IRAN CO. | DDP | 28 |  | 1 | Commissioning Spare Part | HVAC-MPB-BulkItem | 55.32.8.230.0054 / 94.02 sma | 2 CONTACT RELAY | 1 | 1 |  |  |  |  | 1 | Piece |  | COMMISIONING Local Panel | 182
777 | OPI-TAH-028-028 | 2022-08-02 | SACR-PL-TAH-028-028 | 2022-05-07 | ADSH-P-PO-GE-028 | TAHVIEH IRAN CO. | DDP | 28 |  | 1 | Commissioning Spare Part | HVAC-MPB-BulkItem | 40.31.8.230.0000 - 95.03 SMA | 1 CONTACT RELAY | 1 | 1 |  |  |  |  | 1 | Piece |  | COMMISIONING Local Panel | 182
778 | OPI-TAH-028-029 | 2022-08-02 | SACR-PL-TAH-028-029 | 2022-05-15 | ADSH-P-PO-GE-028 | TAHVIEH IRAN CO. | DDP | 29 |  | 1 | Commissioning Spare Part | HVAC-MPB-BulkItem | AH-19 & AH-24 & AH-06 | NON-WOVEN / (24*24*4") / (0.40% D.S) | 32 | 32 |  |  |  |  | 32 | Piece |  |  | 182
779 | OPI-TAH-028-029 | 2022-08-02 | SACR-PL-TAH-028-029 | 2022-05-15 | ADSH-P-PO-GE-028 | TAHVIEH IRAN CO. | DDP | 29 |  | 1 | Commissioning Spare Part | HVAC-MPB-BulkItem | AH-24 | NON-WOVEN / (12*24*4") / (0.40% D.S) | 9 | 9 |  |  |  |  | 9 | Piece |  |  | 182
780 | OPI-TAH-028-033 | 2023-03-13 | SACR-PL-TAH-028-030 | 2022-05-29 | ADSH-P-PO-GE-028 | TAHVIEH IRAN CO. | DDP | 30 |  | 1 | Sub Item | HVAC-MPB-BulkItem | Conex for HVAC Control panels of NIB | PANEL of WALL | 1 | 1 |  |  |  |  | 1 | Set |  |  | 182
781 | OPI-TAH-028-033 | 2023-03-13 | SACR-PL-TAH-028-030 | 2022-05-29 | ADSH-P-PO-GE-028 | TAHVIEH IRAN CO. | DDP | 30 |  | 2 | Sub Item | HVAC-MPB-BulkItem | Conex for HVAC Control panels of NIB | PANEL of WALL | 1 | 1 |  |  |  |  | 1 | Set |  |  | 182
782 | OPI-TAH-028-033 | 2023-03-13 | SACR-PL-TAH-028-030 | 2022-05-29 | ADSH-P-PO-GE-028 | TAHVIEH IRAN CO. | DDP | 30 |  | 3 | Sub Item | HVAC-MPB-BulkItem | Conex for HVAC Control panels of NIB | PANEL of WALL | 1 | 1 |  |  |  |  | 1 | Set |  |  | 182
783 | OPI-TAH-028-033 | 2023-03-13 | SACR-PL-TAH-028-030 | 2022-05-29 | ADSH-P-PO-GE-028 | TAHVIEH IRAN CO. | DDP | 30 |  | 4 | Sub Item | HVAC-MPB-BulkItem | Conex for HVAC Control panels of NIB | PANEL of ceiling | 1 | 1 |  |  |  |  | 1 | Set |  |  | 182
784 | OPI-TAH-028-033 | 2023-03-13 | SACR-PL-TAH-028-030 | 2022-05-29 | ADSH-P-PO-GE-028 | TAHVIEH IRAN CO. | DDP | 30 |  | 5 | Sub Item | HVAC-MPB-BulkItem | Conex for HVAC Control panels of NIB | Base and column | 1 | 1 |  |  |  |  | 1 | Set |  |  | 182
785 | OPI-TAH-028-033 | 2023-03-13 | SACR-PL-TAH-028-030 | 2022-05-29 | ADSH-P-PO-GE-028 | TAHVIEH IRAN CO. | DDP | 30 |  | 6 | Sub Item | HVAC-MPB-BulkItem | Conex for HVAC Control panels of NIB | Base and column | 1 | 1 |  |  |  |  | 1 | Set |  |  | 182
786 | OPI-TAH-028-033 | 2023-03-13 | SACR-PL-TAH-028-030 | 2022-05-29 | ADSH-P-PO-GE-028 | TAHVIEH IRAN CO. | DDP | 30 |  | 7 | Sub Item | HVAC-MPB-BulkItem | Conex for HVAC Control panels of NIB | Door made of Upvc | 1 | 1 |  |  |  |  | 1 | Piece |  |  | 182
787 | OPI-TAH-028-033 | 2023-03-13 | SACR-PL-TAH-028-030 | 2022-05-29 | ADSH-P-PO-GE-028 | TAHVIEH IRAN CO. | DDP | 30 |  | 7 | Sub Item | HVAC-MPB-BulkItem | Conex for HVAC Control panels of NIB | Window of Door | 2 | 2 |  |  |  |  | 2 | Piece |  |  | 182
788 | OPI-TAH-028-031 | 2022-09-21 | SACR-PL-TAH-028-031 | 2022-06-20 | ADSH-P-PO-GE-028 | TAHVIEH IRAN CO. | DDP | 31 |  | 1 | Sub Item | HVAC-MPB-BulkItem | SEMC EX CABLE GLAND | 453-O-20mm C/WITH:Sealing Washer ,Locknut | 4 | 4 |  |  |  |  | 4 | Piece |  |  | 182
789 | OPI-TAH-028-031 | 2022-09-21 | SACR-PL-TAH-028-031 | 2022-06-20 | ADSH-P-PO-GE-028 | TAHVIEH IRAN CO. | DDP | 31 |  | 1 | Sub Item | HVAC-MPB-BulkItem | SEMC EX CABLE GLAND | 421-O-25mm C/WITH:Sealing Washer ,Locknut | 14 | 14 |  |  |  |  | 14 | Piece |  |  | 182
790 | OPI-TAH-028-031 | 2022-09-21 | SACR-PL-TAH-028-031 | 2022-06-20 | ADSH-P-PO-GE-028 | TAHVIEH IRAN CO. | DDP | 31 |  | 1 | Sub Item | HVAC-MPB-BulkItem | SEMC IND CABL GLAND | 153-O-20mm C/WITH:Sealing Washer ,Locknut | 70 | 70 |  |  |  |  | 70 | Piece |  |  | 182
791 | OPI-TAH-028-031 | 2022-09-21 | SACR-PL-TAH-028-031 | 2022-06-20 | ADSH-P-PO-GE-028 | TAHVIEH IRAN CO. | DDP | 31 |  | 1 | Sub Item | HVAC-MPB-BulkItem | SEMC IND CABLE GLAND | 153-A-20mm C/WITH:Sealing Washer ,Locknut | 24 | 24 |  |  |  |  | 24 | Piece |  |  | 182
792 | OPI-TAH-028-031 | 2022-09-21 | SACR-PL-TAH-028-031 | 2022-06-20 | ADSH-P-PO-GE-028 | TAHVIEH IRAN CO. | DDP | 31 |  | 1 | Sub Item | HVAC-MPB-BulkItem | SEMC IND CABL GLAND | 153-B-25mm C/WITH:Sealing Washer ,Locknut | 42 | 42 |  |  |  |  | 42 | Piece |  |  | 182
793 | OPI-TAH-028-031 | 2022-09-21 | SACR-PL-TAH-028-031 | 2022-06-20 | ADSH-P-PO-GE-028 | TAHVIEH IRAN CO. | DDP | 31 |  | 1 | Sub Item | HVAC-MPB-BulkItem | SEMC IND CABL GLAND | 153-C-32mm C/WITH:Sealing Washer ,Locknut | 30 | 30 |  |  |  |  | 30 | Piece |  |  | 182
794 | OPI-TAH-028-031 | 2022-09-21 | SACR-PL-TAH-028-031 | 2022-06-20 | ADSH-P-PO-GE-028 | TAHVIEH IRAN CO. | DDP | 31 |  | 1 | Sub Item | HVAC-MPB-BulkItem | SEMC IND CABL GLAND | 153-C2-40mm C/WITH:Sealing Washer ,Locknut | 2 | 2 |  |  |  |  | 2 | Piece |  |  | 182
795 | OPI-TAH-028-031 | 2022-09-21 | SACR-PL-TAH-028-031 | 2022-06-20 | ADSH-P-PO-GE-028 | TAHVIEH IRAN CO. | DDP | 31 |  | 1 | Sub Item | HVAC-MPB-BulkItem | SEMC IND CABL GLAND | 153-D-50mm C/WITH:Sealing Washer ,Locknut | 4 | 4 |  |  |  |  | 4 | Piece |  |  | 182
796 | OPI-TAH-028-031 | 2022-09-21 | SACR-PL-TAH-028-031 | 2022-06-20 | ADSH-P-PO-GE-028 | TAHVIEH IRAN CO. | DDP | 31 |  | 1 | Sub Item | HVAC-MPB-BulkItem | SEMC IND CABL GLAND | 121-O-20mm C/WITH:Sealing Washer ,Locknut | 218 | 218 |  |  |  |  | 218 | Piece |  |  | 182
797 | OPI-TAH-028-031 | 2022-09-21 | SACR-PL-TAH-028-031 | 2022-06-20 | ADSH-P-PO-GE-028 | TAHVIEH IRAN CO. | DDP | 31 |  | 1 | Sub Item | HVAC-MPB-BulkItem | SEMC IND CABL GLAND | 121-A-20mm C/WITH:Sealing Washer ,Locknut | 50 | 50 |  |  |  |  | 50 | Piece |  |  | 182
798 | OPI-TAH-028-031 | 2022-09-21 | SACR-PL-TAH-028-031 | 2022-06-20 | ADSH-P-PO-GE-028 | TAHVIEH IRAN CO. | DDP | 31 |  | 1 | Sub Item | HVAC-MPB-BulkItem | SEMC IND CABL GLAND | 121-B-25mm C/WITH:Sealing Washer ,Locknut | 160 | 160 |  |  |  |  | 160 | Piece |  |  | 182
799 | OPI-TAH-028-031 | 2022-09-21 | SACR-PL-TAH-028-031 | 2022-06-20 | ADSH-P-PO-GE-028 | TAHVIEH IRAN CO. | DDP | 31 |  | 1 | Sub Item | HVAC-MPB-BulkItem | SEMC IND CABL GLAND | 121-C-32mm C/WITH:Sealing Washer ,Locknut | 22 | 22 |  |  |  |  | 22 | Piece |  |  | 182
800 | OPI-TAH-028-031 | 2022-09-21 | SACR-PL-TAH-028-031 | 2022-06-20 | ADSH-P-PO-GE-028 | TAHVIEH IRAN CO. | DDP | 31 |  | 1 | Sub Item | HVAC-MPB-BulkItem | SEMC EARTH TAG | TAG 20 | 366 | 366 |  |  |  |  | 366 | Piece |  |  | 182
801 | OPI-TAH-028-031 | 2022-09-21 | SACR-PL-TAH-028-031 | 2022-06-20 | ADSH-P-PO-GE-028 | TAHVIEH IRAN CO. | DDP | 31 |  | 1 | Sub Item | HVAC-MPB-BulkItem | SEMC EARTH TAG | TAG 25 | 216 | 216 |  |  |  |  | 216 | Piece |  |  | 182
802 | OPI-TAH-028-031 | 2022-09-21 | SACR-PL-TAH-028-031 | 2022-06-20 | ADSH-P-PO-GE-028 | TAHVIEH IRAN CO. | DDP | 31 |  | 1 | Sub Item | HVAC-MPB-BulkItem | SEMC EARTH TAG | TAG 32 | 52 | 52 |  |  |  |  | 52 | Piece |  |  | 182
803 | OPI-TAH-028-031 | 2022-09-21 | SACR-PL-TAH-028-031 | 2022-06-20 | ADSH-P-PO-GE-028 | TAHVIEH IRAN CO. | DDP | 31 |  | 1 | Sub Item | HVAC-MPB-BulkItem | SEMC EARTH TAG | TAG 40 | 2 | 2 |  |  |  |  | 2 | Piece |  |  | 182
804 | OPI-TAH-028-031 | 2022-09-21 | SACR-PL-TAH-028-031 | 2022-06-20 | ADSH-P-PO-GE-028 | TAHVIEH IRAN CO. | DDP | 31 |  | 1 | Sub Item | HVAC-MPB-BulkItem | SEMC EARTH TAG | TAG 50 | 4 | 4 |  |  |  |  | 4 | Piece |  |  | 182
805 | OPI-TAH-028-031 | 2022-09-21 | SACR-PL-TAH-028-031 | 2022-06-20 | ADSH-P-PO-GE-028 | TAHVIEH IRAN CO. | DDP | 31 |  | 1 | Sub Item | HVAC-MPB-BulkItem | SEMC SHROUD | TAG 20 | 366 | 366 |  |  |  |  | 366 | Piece |  |  | 182
806 | OPI-TAH-028-031 | 2022-09-21 | SACR-PL-TAH-028-031 | 2022-06-20 | ADSH-P-PO-GE-028 | TAHVIEH IRAN CO. | DDP | 31 |  | 1 | Sub Item | HVAC-MPB-BulkItem | SEMC SHROUD | TAG 25 | 216 | 216 |  |  |  |  | 216 | Piece |  |  | 182
807 | OPI-TAH-028-031 | 2022-09-21 | SACR-PL-TAH-028-031 | 2022-06-20 | ADSH-P-PO-GE-028 | TAHVIEH IRAN CO. | DDP | 31 |  | 1 | Sub Item | HVAC-MPB-BulkItem | SEMC SHROUD | TAG 32 | 52 | 52 |  |  |  |  | 52 | Piece |  |  | 182
808 | OPI-TAH-028-031 | 2022-09-21 | SACR-PL-TAH-028-031 | 2022-06-20 | ADSH-P-PO-GE-028 | TAHVIEH IRAN CO. | DDP | 31 |  | 1 | Sub Item | HVAC-MPB-BulkItem | SEMC SHROUD | TAG 40 | 2 | 2 |  |  |  |  | 2 | Piece |  |  | 182
809 | OPI-TAH-028-031 | 2022-09-21 | SACR-PL-TAH-028-031 | 2022-06-20 | ADSH-P-PO-GE-028 | TAHVIEH IRAN CO. | DDP | 31 |  | 1 | Sub Item | HVAC-MPB-BulkItem | SEMC SHROUD | TAG 50 | 4 | 4 |  |  |  |  | 4 | Piece |  |  | 182
810 | OPI-TAH-028-031 | 2022-09-21 | SACR-PL-TAH-028-031 | 2022-06-20 | ADSH-P-PO-GE-028 | TAHVIEH IRAN CO. | DDP | 31 |  | 1 | Sub Item | HVAC-MPB-BulkItem | Junction Box FOR M.D | JBV1285 / Veston / with accessories | 17 | 17 |  |  |  |  | 17 | Piece |  |  | 182
811 | OPI-TAH-028-031 | 2022-09-21 | SACR-PL-TAH-028-031 | 2022-06-20 | ADSH-P-PO-GE-028 | TAHVIEH IRAN CO. | DDP | 31 |  | 1 | Sub Item | HVAC-MPB-BulkItem | Gland boost converter | REB21M / ADAPTORS MALE(M20) FEMALE(M25) | 21 | 21 |  |  |  |  | 21 | Piece |  |  | 182
812 | OPI-TAH-028-031 | 2022-09-21 | SACR-PL-TAH-028-031 | 2022-06-20 | ADSH-P-PO-GE-028 | TAHVIEH IRAN CO. | DDP | 31 |  | 2 | Main Item | HVAC-HVC35-UCP-001-CP | HVAC-HVC35-UCP-001-CP | Control Panel for NIB Building ( HVC35-UCP-001) | 1 | 1 |  |  |  |  | 1 | Set |  |  | 182
813 | OPI-TAH-028-032 | 2022-10-09 | SACR-PL-TAH-028-032 | 2022-08-14 | ADSH-P-PO-GE-028 | TAHVIEH IRAN CO. | DDP | 32 |  | 1 | Sub Item | HVAC-MFD-LAB-01 | Fire Damper With Motorized Fire Damper Actuator | MFD/GAM/3.0/800W/800H/300D/A0 /Belimo | 1 | 1 |  |  |  |  | 1 | Piece
814 | OPI-TAH-028-032 | 2022-10-09 | SACR-PL-TAH-028-032 | 2022-08-14 | ADSH-P-PO-GE-028 | TAHVIEH IRAN CO. | DDP | 32 |  | 1 | Sub Item | HVAC-MFD-CRL-02 | Fire Damper With Motorized Fire Damper Actuator | MFD/GAM/3.0/750W/350H/300D/A0 /Belimo | 1 | 1 |  |  |  |  | 1 | Piece
815 | OPI-TAH-028-032 | 2022-10-09 | SACR-PL-TAH-028-032 | 2022-08-14 | ADSH-P-PO-GE-028 | TAHVIEH IRAN CO. | DDP | 32 |  | 1 | Sub Item | HVAC-MFD-CRL-03 | Fire Damper With Motorized Fire Damper Actuator | MFD/GAM/3.0/650W/450H/300D/A0 /Belimo | 1 | 1 |  |  |  |  | 1 | Piece
816 | OPI-TAH-028-032 | 2022-10-09 | SACR-PL-TAH-028-032 | 2022-08-14 | ADSH-P-PO-GE-028 | TAHVIEH IRAN CO. | DDP | 32 |  | 1 | Sub Item | HVAC-MFD-CRL-04 | Fire Damper With Motorized Fire Damper Actuator | MFD/GAM/3.0/800W/500H/300D/A0 /Belimo | 1 | 1 |  |  |  |  | 1 | Piece
817 | OPI-TAH-028-032 | 2022-10-09 | SACR-PL-TAH-028-032 | 2022-08-14 | ADSH-P-PO-GE-028 | TAHVIEH IRAN CO. | DDP | 32 |  | 1 | Sub Item | HVAC-MFD-CRL-05 | Fire Damper With Motorized Fire Damper Actuator | MFD/GAM/3.0/350W/350H/300D/A0 /Belimo | 1 | 1 |  |  |  |  | 1 | Piece
818 | OPI-TAH-028-032 | 2022-10-09 | SACR-PL-TAH-028-032 | 2022-08-14 | ADSH-P-PO-GE-028 | TAHVIEH IRAN CO. | DDP | 32 |  | 2 | Sub Item | HVAC-MFD-CRL-06 | Fire Damper With Motorized Fire Damper Actuator | MFD/GAM/3.0/700W/450H/300D/A0 /Belimo | 1 | 1 |  |  |  |  | 1 | Piece
819 | OPI-TAH-028-032 | 2022-10-09 | SACR-PL-TAH-028-032 | 2022-08-14 | ADSH-P-PO-GE-028 | TAHVIEH IRAN CO. | DDP | 32 |  | 2 | Sub Item | HVAC-MFD-BAT-01 | Fire Damper With Motorized Fire Damper Actuator | MFD/GAM/3.0/300W/300H/300D/A0 /PI EX | 1 | 1 |  |  |  |  | 1 | Piece
820 | OPI-TAH-028-032 | 2022-10-09 | SACR-PL-TAH-028-032 | 2022-08-14 | ADSH-P-PO-GE-028 | TAHVIEH IRAN CO. | DDP | 32 |  | 2 | Sub Item | HVAC-MFD-TEL-01-1 | Fire Damper With Motorized Fire Damper Actuator | MFD/GAM/3.0/200W/200H/300D/A0 /Belimo | 1 | 1 |  |  |  |  | 1 | Piece
821 | OPI-TAH-028-032 | 2022-10-09 | SACR-PL-TAH-028-032 | 2022-08-14 | ADSH-P-PO-GE-028 | TAHVIEH IRAN CO. | DDP | 32 |  | 2 | Sub Item | HVAC-MFD-TEL-01-2 | Fire Damper With Motorized Fire Damper Actuator | MFD/GAM/3.0/200W/200H/300D/A0 /Belimo | 1 | 1 |  |  |  |  | 1 | Piece
822 | OPI-TAH-028-032 | 2022-10-09 | SACR-PL-TAH-028-032 | 2022-08-14 | ADSH-P-PO-GE-028 | TAHVIEH IRAN CO. | DDP | 32 |  | 2 | Sub Item | HVAC-MFD-TEL-02 | Fire Damper With Motorized Fire Damper Actuator | MFD/GAM/3.0/450W/300H/300D/A0 /Belimo | 1 | 1 |  |  |  |  | 1 | Piece
823 |  |  | SACR-PL-TAH-028-034 | 2023-03-12 | ADSH-P-PO-GE-028 | TAHVIEH IRAN CO. | DDP | 34 |  | 1 | Sub Item | HVP-A35-001 | LV Free-Standing | HVAC Power Panel | 1 | [6 empty] | Device
824 |  |  | SACR-PL-TAH-028-034 | 2023-03-12 | ADSH-P-PO-GE-028 | TAHVIEH IRAN CO. | DDP | 34 |  | 2 | Sub Item | HVP-C35-002 | LV Free-Standing | HVAC Power Panel | 1 | [6 empty] | Device
825 |  |  | SACR-PL-TAH-028-034 | 2023-03-12 | ADSH-P-PO-GE-028 | TAHVIEH IRAN CO. | DDP | 34 |  | 3 | Sub Item | HVP-L35-003 | LV Free-Standing | HVAC Power Panel | 1 | [6 empty] | Device