## 1-کنترل قرارداد
خلاصه مالی خرید اقلام روشنایی | [8 empty] | شماره قرارداد: ADSH-P-P0-GE-110 | [7 empty] | 1 | bulk | New | 170.00 Pieces
خریدار: شرکت پالایشگاه میعانات گازی آدیش جنوبی | [8 empty] | تاریخ شروع قرارداد: 1401/08/17 | [7 empty] | 2 | bulk | New | 1,200.00 Pieces
فروشنده: شرکت جهان نور | [8 empty] | تاریخ تهیه گزارش: 1401/12/23 | [7 empty] | 3 | bulk | New | 28.00 Pieces
[17 empty] | 4 | bulk | New | 60.00 Pieces
ردیف | کد کالا | شرح کالا | واحد | مقدار | بهای واحد (یورو) | مبلغ قرارداد (یورو) | مقادیر رسید شده | درصد کالای دریافتی | مبلغ کل (یورو) | فاکتور | [6 empty] | 5 | bulk | New | 120.00 Pieces
#REF! | 6889110021 | BRACKET MOUNTED LIGHTING POLE, Type 1, ,installation type "LD-05", 2” Hot dip galvanized steel pipe, Pipe Length 2,400mm, For LED/Fluorescent fixtures, Earth Lug | Piece | 170 | 18 | 3060 | 0 | 0% | 0 | 36 | 36 | 648 | 2 | 1401/11/06 |  |  | 6 | bulk | New | 140.00 Pieces
#REF! | 6889210041 | HAND RAIL SUPPORT MOUNTED LIGHTING POLE, Type 1,installation type "LD-07", 2” Hot dip galvanized steel pipe, Without base plate, Pipe Length 4,000mm, For LED/Fluorescent fixtures, Equiped with JB base plate, Earth Lug | Piece | 1200 | 30 | 36000 | 0 | 0% | 0 | 4 | 4 | 120 | 2 | 1401/11/06 |  |  | 7 | bulk | New | 30.00 Pieces
3 | 6889210041 | junction box 300x300x30 | Piece | 1200 | 0 | 0 | 0 | 0% | 0
4 | 6889210041 | ubolt suitable for installation lighting pole ( H 109mm) | Piece | 2400 | 0 | 0 | 0 | 0% | 0
5 | 6889210041 | Hex NUT M10 | Piece | 4800 | 0 | 0 | 0 | 0% | 0
6 | 6889210041 | Plain washer M10 | Piece | 4800 | 0 | 0 | 0 | 0% | 0
7 | 6889210041 | Spring washer M10 | Piece | 4800 | 0 | 0 | 0 | 0% | 0
8 | 6889210041 | Ubolt suitable for Installation JB PLATE (H:88mm) | Piece | 2400 | 0 | 0 | 0 | 0% | 0
9 | 6889210041 | Hex Nut M10 | Piece | 4800 | 0 | 0 | 0 | 0% | 0
10 | 6889210041 | plain washer M10 | Piece | 4800 | 0 | 0 | 0 | 0% | 0
11 | 6889210041 | Spring washer M10 | Piece | 4800 | 0 | 0 | 0 | 0% | 0
12 | 6889210041 | End Cap | Piece | 2400 | 0 | 0 | 0 | 0% | 0
13 | 6889510101 | FLOOD LIGHT TOWER,Type 1,installation type "LD-55", 10m height, Suitable for 8 no. Flood lighting fixtures (Unsymmetrical/side arrangement), Hot dip galvanized steel pipe with base plate, Suitable for plant site condition, Completed with Adequate Base plate for installation 2 Junction box (NF2 Type), Earth Lug | Piece | 28 | 404 | 11312 | 0 | 0% | 0 | 112 | 112 | 45248 | 2 | 1401/11/06 |  | 112179000150
14 | 6889510142 | FLOOD LIGHT TOWER, Type 2,installation type "LD-56", 14m height, Equiped with Ladder and Fix Basket, Suitable for 1 to 16 no. Flood lighting fixtures (Symmetrical arrangement),Hot dip galvanized steel pipe,With base plate,Suitable for plant site condition,Completed with Adequate base plate for installation 2 Junction box (NF2 Type), 2 (two) adequate junction box at top of tower,Earth Lug | Piece | 60 | 1700 | 102000 | 0 | 0% | 0 | 30 | 30 | 51000 | 2 | 1401/11/06 |  | 112179000151
15 | 6889510142 | junction box 200x200x70 | Piece | 120 | 70 | 8400 | 120 | 100% | 8400 |  |  |  | 2 | 1401/11/06 |  | 112179000152
16 | 6889310041 | FOUNDATION MOUNTED LIGHTING POLE, Type 1, ,installation type "LD-08",2” Hot dip galvanized steel pipe with base plate, Pipe Length 4,000mm, For LED/Fluorescent fixtures,Equiped with JB base plate,Earth Lug | Piece | 120 | 39 | 4680 | 0 | 0% | 0 | 54 | 54 | 2106 | 2 | 1401/11/06 |  | 112179000153
17 | 6889410101 | STREET LIGHTING POLE, SINGLE ARM, Type 1,installation type "LD-49", 10m height, Hot dip galvanized steel pole with base plate, Minimum thickness: 3 mm (Refer to related Installation standard), Tilt:15 Deg., Suitable for installing one 250W street lighting fixture, Suitable for Plant site condition, Completed with One Single Curved Upper Pipe (2m),Pole base plate,Adequate base plate for Junction box (NS1 Type), Earth Lug | Piece | 140 | 276 | 38640 | 0 | 0% | 0 | 14 | 14 | 3864 | 2 | 1401/11/06 |  | 112179000154
18 | 6889510101 | junction box 200x200x70 | Piece | 28 | 70 | 1960 | 28 | 100% | 1960 |  |  |  | 2 | 1401/11/06 |  | 112179000155
19 | 6889510142 | M20 Brass made nickle plate cable gland For non armored cable | Piece | 592 | 0 | 0 | 589 | 99.49% | 0 | [6 empty] | 112179000156
20 | 6889510142 | Brass made nickle plate stopping plug M20 | Piece | 592 | 0 | 0 | 592 | 100% | 0 | [6 empty] | 112179000157
21 | 6889510142 | brass made nickle plate cable gland M20for armored cable | Piece | 148 | 0 | 0 | 148 | 100% | 0 | [6 empty] | 112179000158
22 | 6889410102 | STREET LIGHTING POLE, DOUBLE ARM, Type 2, ,installation type "LD-49", 10m height, Hot dip galvanized steel pole with base plate, Minimum thickness: 3 mm (Refer to related Installation standard, Tilt:15 Deg., Suitable for installing two 250W street lighting fixture, Suitable for Plant site condition, Completed with Two Single Curved Upper Pipe (2m), Pole base Plate, Adequate base plate for Junction box (NS1 Type), Earth Lug | Piece | 30 | 314 | 9420 | 0 | 0% | 0 | 10 | 10 | 3140 | 2 | 1401/11/06
[6 empty] | 215472 |  |  | 10360
6889510142
خلاصه محاسبات پرداخت صورت حساب: | [5 empty] | (یورو) | توضیحات: | [7 empty] | 6889510142
6889510142
جمع کالای دریافتی | [5 empty] | 215472 | کلیه کالاهای موضوع قرارداد باید از زمان پرداخت پیش پرداخت ظرف 90 روز تقویمی تحویل گردد.تاریخ پرداخت پیش پرداخت 1401/08/17 میباشد و تاریخ تحویل 1401/11/17 میباشد. طی MRS-JNL-110-001 درمورخ 1401/12/23 و با 35 روز تاخیر به انبار رسید شده است- 90% کالا تاکنون تحویل سایت نشده است.درخصوص جرائم مجاز و غیر مجاز نیاز به اعلام نظر واحد برنامه ریزی میباشد.
مالیات و عوارض بر ارزش افزوده (9%) | [5 empty] | 19392.48
جمع صورتحساب | [5 empty] | 234864.48
کسور:
استهلاک پیش پرداخت (25%) | [5 empty] | 53868
سپرده حسن انجام کار (5%) | [5 empty] | 0
جرائم تاخیر 10% مبلغ قرارداد | [5 empty] | 0
جمع کسور | [5 empty] | 53868
خالص قابل پرداخت | [5 empty] | 288732.48
خلاصه محاسبات پرداخت صورت حساب: | [5 empty] | (یورو) |  | (ریالی)
جمع کالای دریافتی | [5 empty] | 10360 |  | 4127159867.5229
مالیات و عوارض بر ارزش افزوده (9%) | [5 empty] | 932.4 |  | 371444388.0771
جمع صورتحساب | [5 empty] | 11292.4 |  | 4498604255.6
کسور:
استهلاک پیش پرداخت (25%) | [5 empty] | -2590 | 283901 | -735303590
سپرده حسن انجام کار (5%) | [5 empty] | -518 | 432444 | -224005992
جرائم تاخیر 10% مبلغ قرارداد | [5 empty] | 0 | 0 | 0
جمع کسور | [5 empty] | -3108 |  | -959309582
خالص قابل پرداخت | [5 empty] | 8184.4 | 432444 | 3539294673.6
توضیحات در خصوص نرخ های تسعیر:
1- محاسبه مبلغ خالص قابل پرداخت با نرخ تسعیر فروش اسکناس در سامانه سنا در تاریخ MRS & PI (1401/12/23) انجام شده است.
2- در محاسبه نرخ تسعیر جهت استهلاک پیش پرداخت ، عینا از نرخ تسعیر پرداخت های انجام شده در همان تاریخ استفاده شده است. پیش پرداخت به شرح ذیل انجام شده است:
[5 empty] | تاریخ | مبلغ ارزی | نرخ تسعیر | معادل ریالی
پیش پرداخت (25%) |  |  |  |  | 1401/08/17 | 53868 | 283901 | 15293179068
استهلاک پیش پرداخت (25%)-پارت1 |  |  |  |  | 1401/12/23 | -2590 | 283901 | -735303590
[6 empty] | 51278 |  | 14557875478

## کنترل قرارداد-2
خلاصه مالی خرید اقلام روشنایی | [8 empty] | شماره قرارداد: ADSH-P-P0-GE-110 |  |  |  |  | 1 | bulk | New | 170.00 Pieces
خریدار: شرکت پالایشگاه میعانات گازی آدیش جنوبی | [8 empty] | تاریخ شروع قرارداد: 1401/08/17 |  |  |  |  | 2 | bulk | New | 1,200.00 Pieces
فروشنده: شرکت جهان نور | [8 empty] | تاریخ تهیه گزارش: 1402/01/17 |  |  |  |  | 3 | bulk | New | 28.00 Pieces
[14 empty] | 4 | bulk | New | 60.00 Pieces
ردیف | کد کالا | شرح کالا | واحد | مقدار | بهای واحد (یورو) | مبلغ قرارداد (یورو) | مقادیر رسید شده | درصد کالای دریافتی | مبلغ کل (یورو) | فاکتور |  |  |  | 5 | bulk | New | 120.00 Pieces
#REF! | 6889110021 | BRACKET MOUNTED LIGHTING POLE, Type 1, ,installation type "LD-05", 2” Hot dip galvanized steel pipe, Pipe Length 2,400mm, For LED/Fluorescent fixtures, Earth Lug | Piece | 170 | 18 | 3060 | 0 | 0% | 0 | 36 | 36 | 648 |  | 6 | bulk | New | 140.00 Pieces
#REF! | 6889210041 | HAND RAIL SUPPORT MOUNTED LIGHTING POLE, Type 1,installation type "LD-07", 2” Hot dip galvanized steel pipe, Without base plate, Pipe Length 4,000mm, For LED/Fluorescent fixtures, Equiped with JB base plate, Earth Lug | Piece | 1200 | 30 | 36000 | 1200 | 100% | 36000 | 4 | -1196 | 120 | 2 | 7 | bulk | New | 30.00 Pieces
3 | 6889210041 | junction box 300x300x30 | Piece | 1200 | 0 | 0 | 1200 | 100% | 0 |  |  |  | 2
#REF! | 6889210041 | ubolt suitable for installation lighting pole ( H 109mm) | Piece | 2400 | 0 | 0 | 2400 | 100% | 0 |  |  |  | 2
5 | 6889210041 | Hex NUT M10 | Piece | 4800 | 0 | 0 | 4800 | 100% | 0 |  |  |  | 2
6 | 6889210041 | Plain washer M10 | Piece | 4800 | 0 | 0 | 4800 | 100% | 0 |  |  |  | 2
7 | 6889210041 | Spring washer M10 | Piece | 4800 | 0 | 0 | 4800 | 100% | 0 |  |  |  | 2
8 | 6889210041 | Ubolt suitable for Installation JB PLATE (H:88mm) | Piece | 2400 | 0 | 0 | 2400 | 100% | 0 |  |  |  | 2
9 | 6889210041 | Hex Nut M10 | Piece | 4800 | 0 | 0 | 4800 | 100% | 0 |  |  |  | 2
10 | 6889210041 | plain washer M10 | Piece | 4800 | 0 | 0 | 4800 | 100% | 0 |  |  |  | 2
11 | 6889210041 | Spring washer M10 | Piece | 4800 | 0 | 0 | 4800 | 100% | 0 |  |  |  | 2
12 | 6889210041 | End Cap | Piece | 2400 | 0 | 0 | 2220 | 92.5% | 0 |  |  |  | 2
13 | 6889510101 | FLOOD LIGHT TOWER,Type 1,installation type "LD-55", 10m height, Suitable for 8 no. Flood lighting fixtures (Unsymmetrical/side arrangement), Hot dip galvanized steel pipe with base plate, Suitable for plant site condition, Completed with Adequate Base plate for installation 2 Junction box (NF2 Type), Earth Lug | Piece | 28 | 404 | 11312 | 0 | 0% | 0 | 112 | 112 | 45248
14 | 6889510142 | FLOOD LIGHT TOWER, Type 2,installation type "LD-56", 14m height, Equiped with Ladder and Fix Basket, Suitable for 1 to 16 no. Flood lighting fixtures (Symmetrical arrangement),Hot dip galvanized steel pipe,With base plate,Suitable for plant site condition,Completed with Adequate base plate for installation 2 Junction box (NF2 Type), 2 (two) adequate junction box at top of tower,Earth Lug | Piece | 60 | 1700 | 102000 | 0 | 0% | 0 | 30 | 30 | 51000
15 | 6889510142 | junction box 200x200x70 | Piece | 120 | 70 | 8400 | 120 | 100% | 8400 |  |  |  | 1
16 | 6889310041 | FOUNDATION MOUNTED LIGHTING POLE, Type 1, ,installation type "LD-08",2” Hot dip galvanized steel pipe with base plate, Pipe Length 4,000mm, For LED/Fluorescent fixtures,Equiped with JB base plate,Earth Lug | Piece | 120 | 39 | 4680 | 0 | 0% | 0 | 54 | 54 | 2106
17 | 6889410101 | STREET LIGHTING POLE, SINGLE ARM, Type 1,installation type "LD-49", 10m height, Hot dip galvanized steel pole with base plate, Minimum thickness: 3 mm (Refer to related Installation standard), Tilt:15 Deg., Suitable for installing one 250W street lighting fixture, Suitable for Plant site condition, Completed with One Single Curved Upper Pipe (2m),Pole base plate,Adequate base plate for Junction box (NS1 Type), Earth Lug | Piece | 140 | 276 | 38640 | 0 | 0% | 0 | 14 | 14 | 3864
18 | 6889510101 | junction box 200x200x70 | Piece | 28 | 70 | 1960 | 28 | 100% | 1960 |  |  |  | 1
19 | 6889510142 | M20 Brass made nickle plate cable gland For non armored cable | Piece | 592 | 0 | 0 | 589 | 99.49% | 0 |  |  |  | 1
20 | 6889510142 | Brass made nickle plate stopping plug M20 | Piece | 592 | 0 | 0 | 592 | 100% | 0 |  |  |  | 1
21 | 6889510142 | brass made nickle plate cable gland M20for armored cable | Piece | 148 | 0 | 0 | 148 | 100% | 0 |  |  |  | 1
22 | 6889410102 | STREET LIGHTING POLE, DOUBLE ARM, Type 2, ,installation type "LD-49", 10m height, Hot dip galvanized steel pole with base plate, Minimum thickness: 3 mm (Refer to related Installation standard, Tilt:15 Deg., Suitable for installing two 250W street lighting fixture, Suitable for Plant site condition, Completed with Two Single Curved Upper Pipe (2m), Pole base Plate, Adequate base plate for Junction box (NS1 Type), Earth Lug | Piece | 30 | 314 | 9420 | 0 | 0% | 0 | 10 | 10 | 3140
[6 empty] | 215472 |  |  | 46360
خلاصه محاسبات پرداخت صورت حساب: | [5 empty] | (یورو) | توضیحات:
جمع کالای دریافتی | [5 empty] | 215472 | کلیه کالاهای موضوع قرارداد باید از زمان پرداخت پیش پرداخت ظرف 90 روز تقویمی تحویل گردد.تاریخ پرداخت پیش پرداخت 1401/08/17 میباشد و تاریخ تحویل 1401/11/17 میباشد. طی MRS-JNL-110-003 , MRS-JNL-110-002 درمورخ 1402/01/17 و با 60 روز تاخیر به انبار رسید شده است- 80% کالا تاکنون تحویل سایت نشده است.درخصوص جرائم مجاز و غیر مجاز نیاز به اعلام نظر واحد برنامه ریزی میباشد.
مالیات و عوارض بر ارزش افزوده (9%) | [5 empty] | 19392.48
جمع صورتحساب | [5 empty] | 234864.48
کسور:
استهلاک پیش پرداخت (25%) | [5 empty] | 53868
سپرده حسن انجام کار (5%) | [5 empty] | 0
جرائم تاخیر 10% مبلغ قرارداد | [5 empty] | 0
جمع کسور | [5 empty] | 53868
خالص قابل پرداخت | [5 empty] | 288732.48
خلاصه محاسبات پرداخت صورت حساب: | [5 empty] | (یورو) |  | (ریالی)
جمع کالای دریافتی | [5 empty] | 36000 |  | 14691739045.8716
مالیات و عوارض بر ارزش افزوده (9%) | [5 empty] | 3240 |  | 1322256514.1284
جمع صورتحساب | [5 empty] | 39240 |  | 16013995560
کسور:
استهلاک پیش پرداخت (25%) | [5 empty] | -9000 | 283901 | -2555109000
سپرده حسن انجام کار (5%) | [5 empty] | -1800 | 445069 | -801124200
جرائم تاخیر 10% مبلغ قرارداد | [5 empty] | 0 | 0 | 0
جمع کسور | [5 empty] | -10800 |  | -3356233200
خالص قابل پرداخت | [5 empty] | 28440 | 445069 | 12657762360
توضیحات در خصوص نرخ های تسعیر:
1- محاسبه مبلغ خالص قابل پرداخت با نرخ تسعیر فروش اسکناس در سامانه سنا در تاریخ MRS & PI (1402/01/17) انجام شده است.
2- در محاسبه نرخ تسعیر جهت استهلاک پیش پرداخت ، عینا از نرخ تسعیر پرداخت های انجام شده در همان تاریخ استفاده شده است. پیش پرداخت به شرح ذیل انجام شده است:
[5 empty] | تاریخ | مبلغ ارزی | نرخ تسعیر | معادل ریالی
پیش پرداخت (25%) |  |  |  |  | 1401/08/17 | 53868 | 283901 | 15293179068
استهلاک پیش پرداخت (25%)-پارت1 |  |  |  |  | 1401/12/23 | -2590 | 283901 | -735303590
استهلاک پیش پرداخت (25%)-پارت2 |  |  |  |  | 1401/01/27 | -9000 | 283901 | -2555109000
[6 empty] | 42278 |  | 12002766478

## کنترل قرارداد-3
خلاصه مالی خرید اقلام روشنایی | [8 empty] | شماره قرارداد: ADSH-P-P0-GE-110 | [7 empty] | 1 | bulk | New | 170.00 Pieces
خریدار: شرکت پالایشگاه میعانات گازی آدیش جنوبی | [8 empty] | تاریخ شروع قرارداد: 1401/08/17 | [7 empty] | 2 | bulk | New | 1,200.00 Pieces
فروشنده: شرکت جهان نور | [8 empty] | تاریخ تهیه گزارش: 1402/03/17 | [7 empty] | 3 | bulk | New | 28.00 Pieces
[17 empty] | 4 | bulk | New | 60.00 Pieces
ردیف | کد کالا | شرح کالا | واحد | مقدار | بهای واحد (یورو) | مبلغ قرارداد (یورو) | مقادیر رسید شده | درصد کالای دریافتی | مبلغ کل (یورو) | فاکتور | [6 empty] | 5 | bulk | New | 120.00 Pieces
1 | 6889210041 | HAND RAIL SUPPORT MOUNTED LIGHTING POLE, Type 1,installation type "LD-07", 2” Hot dip galvanized steel pipe, Without base plate, Pipe Length 4,000mm, For LED/Fluorescent fixtures, Equiped with JB base plate, Earth Lug | Piece | 1200 | 30 | 36000 | 1200 | 100% | 36000 | 4 | -1196 | 120 | 2 | 1401/11/06 |  |  | 7 | bulk | New | 30.00 Pieces
2 | 6889210041 | junction box 300x300x30 | Piece | 1200 | 0 | 0 | 1200 | 100% | 0
3 | 6889210041 | ubolt suitable for installation lighting pole ( H 109mm) | Piece | 2400 | 0 | 0 | 2400 | 100% | 0
4 | 6889210041 | Hex NUT M10 | Piece | 4800 | 0 | 0 | 4800 | 100% | 0
5 | 6889210041 | Plain washer M10 | Piece | 4800 | 0 | 0 | 4800 | 100% | 0
6 | 6889210041 | Spring washer M10 | Piece | 4800 | 0 | 0 | 4800 | 100% | 0
7 | 6889210041 | Ubolt suitable for Installation JB PLATE (H:88mm) | Piece | 2400 | 0 | 0 | 2400 | 100% | 0
8 | 6889210041 | Hex Nut M10 | Piece | 4800 | 0 | 0 | 4800 | 100% | 0
9 | 6889210041 | plain washer M10 | Piece | 4800 | 0 | 0 | 4800 | 100% | 0
10 | 6889210041 | Spring washer M10 | Piece | 4800 | 0 | 0 | 4800 | 100% | 0
11 | 6889210041 | End Cap | Piece | 2400 | 0 | 0 | 2220 | 92.5% | 0
12 | 6889110021 | BRACKET MOUNTED LIGHTING POLE, Type 1, ,installation type "LD-05", 2” Hot dip galvanized steel pipe, Pipe Length 2,400mm, For LED/Fluorescent fixtures, Earth Lug | Piece | 170 | 18 | 3060 | 170 | 100% | 3060 | 36 | -134 | 648 | 2 | 1401/11/06 |  |  | 6 | bulk | New | 140.00 Pieces
13 | 6889110021 | Ubolt M10 Suitable for pipe 2" for installation lighting pole | Piece | 340 | 0 | 0 | 340 | 100% | 0
14 | 6889110021 | Hex nut M10 | Piece | 680 | 0 | 0 | 680 | 100% | 0
15 | 6889110021 | Plain washer M10 | Piece | 680 | 0 | 0 | 680 | 100% | 0
16 | 6889110021 | Spring washer M10 | Piece | 680 | 0 | 0 | 680 | 100% | 0
17 | 6889110021 | Cap suitable for Pipe 2" | Piece | 340 | 0 | 0 | 340 | 100% | 0
18 | 6889510142 | FLOOD LIGHT TOWER, Type 2,installation type "LD-56", 14m height, Equiped with Ladder and Fix Basket, Suitable for 1 to 16 no. Flood lighting fixtures (Symmetrical arrangement),Hot dip galvanized steel pipe,With base plate,Suitable for plant site condition,Completed with Adequate base plate for installation 2 Junction box (NF2 Type), 2 (two) adequate junction box at top of tower,Earth Lug | Piece | 60 | 1700 | 102000 | 60 | 100% | 102000 | 30 | -30 | 51000 | 2 | 1401/11/06 |  | 112179000151
19 | 6889510142 | 14M Floodlight tower part 2 |  | 60 | 0 | 0 | 60 | 100% | 0
20 | 6889510142 | basket 1200x1200x1000 |  | 60 | 0 | 0 | 60 | 100% | 0
21 | 6889510142 | ladder part -1-6000 mm |  | 60 | 0 | 0 | 60 | 100% | 0
22 | 6889510142 | ladder part -2 -L-6000mm |  | 60 | 0 | 0 | 60 | 100% | 0
23 | 6889510142 | ladder part 3-L-600mm |  | 60 | 0 | 0 | 59 | 98.33% | 0
24 | 6889510142 | ladder belt part 1(50x3mm) |  | 180 | 0 | 0 | 180 | 100% | 0
25 | 6889510142 | ladder belt part 2- (50x3mm) |  | 180 | 0 | 0 | 180 | 100% | 0
26 | 6889510142 | ladder belt part 3- (50x3) L: 600mm |  | 180 | 0 | 0 | 180 | 100% | 0
27 | 6889510142 | ladder cage (belt 50x3) |  | 1260 | 0 | 0 | 1184 | 93.97% | 0
28 | 6889510142 | Bolt M10x30 for installation JB Plate |  | 240 | 0 | 0 | 240 | 100% | 0
29 | 6889510142 | Nut M10 for installation JB plate |  | 240 | 0 | 0 | 240 | 100% | 0
30 | 6889510142 | plain washer M10 for installation JB Plate |  | 240 | 0 | 0 | 240 | 100% | 0
31 | 6889510142 | Spring washer M10 For installation JB plate |  | 240 | 0 | 0 | 240 | 100% | 0
32 | 6889510142 | Bolt M10x30 for ladder fixation |  | 480 | 0 | 0 | 480 | 100% | 0
33 | 6889510142 | Bolt M24X60 For Installation Basket |  | 360 | 0 | 0 | 360 | 100% | 0
34 | 6889510142 | Nut M24 for installation Basket |  | 360 | 0 | 0 | 360 | 100% | 0
35 | 6889510142 | Plain washer M24 for installation basket |  | 360 | 0 | 0 | 360 | 100% | 0
36 | 6889510142 | Spring washer M24 For installation basket |  | 360 | 0 | 0 | 360 | 100% | 0
37 | 6889510142 | Bolt M8x20 for installation cage |  | 6300 | 0 | 0 | 6300 | 100% | 0
38 | 6889510142 | Nut M8 For installation cage |  | 6300 | 0 | 0 | 6300 | 100% | 0
39 | 6889510142 | Plain washer M8 For installation cage |  | 6300 | 0 | 0 | 6300 | 100% | 0
40 | 6889510142 | Spring washer M8 for Installation cage |  | 6300 | 0 | 0 | 6300 | 100% | 0
41 | 6889310041 | FOUNDATION MOUNTED LIGHTING POLE, Type 1, ,installation type "LD-08",2” Hot dip galvanized steel pipe with base plate, Pipe Length 4,000mm, For LED/Fluorescent fixtures,Equiped with JB base plate,Earth Lug | Piece | 120 | 39 | 4680 | 118 | 98.33% | 4602 | 54 | -64 | 2106 | 2 | 1401/11/06 |  | 112179000153
42 | 6889310041 | Ubolt M10 Suitable for pipe 2" for installation lighting pole | Piece | 240 | 0 | 0 | 305 | 127.1% | 0
43 | 6889310041 | Hex nut M10 | Piece | 480 | 0 | 0 | 480 | 100% | 0
44 | 6889310041 | Plain washer M10 | Piece | 480 | 0 | 0 | 480 | 100% | 0
45 | 6889310041 | Spring washer M10 | Piece | 480 | 0 | 0 | 480 | 100% | 0
46 | 6889310041 | cap suitable for Pipe 2" | Piece | 120 | 0 | 0 | 120 | 100% | 0
47 | 6889310041 | JB plate 300x300x3 | Piece | 60 | 0 | 0 | 60 | 100% | 0
48 | 6889310041 | JB PLATE 300x300x3 | Piece | 60 | 0 | 0 | 60 | 100% | 0
49 | 6889510142 | junction box 200x200x70 | Piece | 120 | 70 | 8400 | 120 | 100% | 8400 |  |  |  | 2 | 1401/11/06 |  | 112179000152
50 | 6889510142 | M20 Brass made nickle plate cable gland For non armored cable | Piece | 592 | 0 | 0 | 589 | 99.49% | 0 | [6 empty] | 112179000156
51 | 6889510142 | Brass made nickle plate stopping plug M20 | Piece | 592 | 0 | 0 | 592 | 100% | 0 | [6 empty] | 112179000157
52 | 6889510142 | brass made nickle plate cable gland M20for armored cable | Piece | 148 | 0 | 0 | 148 | 100% | 0 | [6 empty] | 112179000158
53 | 6889510101 | junction box 200x200x70 | Piece | 28 | 70 | 1960 | 28 | 100% | 1960 |  |  |  | 2 | 1401/11/06 |  | 112179000155
54 | 6889510101 | FLOOD LIGHT TOWER,Type 1,installation type "LD-55", 10m height, Suitable for 8 no. Flood lighting fixtures (Unsymmetrical/side arrangement), Hot dip galvanized steel pipe with base plate, Suitable for plant site condition, Completed with Adequate Base plate for installation 2 Junction box (NF2 Type), Earth Lug | Piece | 28 | 404 | 11312 | 0 | 0% | 0 | 112 | 112 | 45248 | 2 | 1401/11/06 |  | 112179000150
55 | 6889410101 | STREET LIGHTING POLE, SINGLE ARM, Type 1,installation type "LD-49", 10m height, Hot dip galvanized steel pole with base plate, Minimum thickness: 3 mm (Refer to related Installation standard), Tilt:15 Deg., Suitable for installing one 250W street lighting fixture, Suitable for Plant site condition, Completed with One Single Curved Upper Pipe (2m),Pole base plate,Adequate base plate for Junction box (NS1 Type), Earth Lug | Piece | 140 | 276 | 38640 | 0 | 0% | 0 | 14 | 14 | 3864 | 2 | 1401/11/06 |  | 112179000154
56 | 6889410102 | STREET LIGHTING POLE, DOUBLE ARM, Type 2, ,installation type "LD-49", 10m height, Hot dip galvanized steel pole with base plate, Minimum thickness: 3 mm (Refer to related Installation standard, Tilt:15 Deg., Suitable for installing two 250W street lighting fixture, Suitable for Plant site condition, Completed with Two Single Curved Upper Pipe (2m), Pole base Plate, Adequate base plate for Junction box (NS1 Type), Earth Lug | Piece | 30 | 314 | 9420 | 0 | 0% | 0 | 10 | 10 | 3140 | 2 | 1401/11/06
[6 empty] | 215472 |  |  | 156022
6889510142
خلاصه محاسبات پرداخت صورت حساب: | [5 empty] | (یورو) | توضیحات: | [7 empty] | 6889510142
6889510142
جمع کالای دریافتی | [5 empty] | 215472 | کلیه کالاهای موضوع قرارداد باید از زمان پرداخت پیش پرداخت ظرف 90 روز تقویمی تحویل گردد.تاریخ پرداخت پیش پرداخت 1401/08/17 میباشد و تاریخ تحویل 1401/11/17 میباشد. طی MRS-JNL-110-004 درمورخ 1402/03/10 و با 100 روز تاخیر به انبار رسید شده است- 80% کالا تاکنون تحویل سایت شده است.درخصوص جرائم مجاز و غیر مجاز نیاز به اعلام نظر واحد برنامه ریزی میباشد.
مالیات و عوارض بر ارزش افزوده (9%) | [5 empty] | 19392.48
جمع صورتحساب | [5 empty] | 234864.48
کسور:
استهلاک پیش پرداخت (25%) | [5 empty] | 53868
سپرده حسن انجام کار (5%) | [5 empty] | 0
جرائم تاخیر 10% مبلغ قرارداد | [5 empty] | 0
جمع کسور | [5 empty] | 53868
خالص قابل پرداخت | [5 empty] | 288732.48
خلاصه محاسبات پرداخت صورت حساب: | [5 empty] | (یورو) |  | (ریالی)
جمع کالای دریافتی | [5 empty] | 109662 |  | 45186094298.3119
مالیات و عوارض بر ارزش افزوده (9%) | [5 empty] | 9869.58 |  | 4066748486.8481
جمع صورتحساب | [5 empty] | 119531.58 |  | 49252842785.16
کسور:
استهلاک پیش پرداخت (25%) | [5 empty] | -27415.5 | 283901 | -7783287865.5
سپرده حسن انجام کار (5%) | [5 empty] | -5483.1 | 445069 | -2440357833.9
جرائم تاخیر 10% مبلغ قرارداد | [5 empty] | 0 | 0 | 0
جمع کسور | [5 empty] | -32898.6 |  | -10223645699.4
خالص قابل پرداخت | [5 empty] | 86632.98 | 450512 | 39029197085.76
توضیحات در خصوص نرخ های تسعیر:
1- محاسبه مبلغ خالص قابل پرداخت با نرخ تسعیر فروش اسکناس در سامانه سنا در تاریخ (1402/03/17) انجام شده است.
2- در محاسبه نرخ تسعیر جهت استهلاک پیش پرداخت ، عینا از نرخ تسعیر پرداخت های انجام شده در همان تاریخ استفاده شده است. پیش پرداخت به شرح ذیل انجام شده است:
[5 empty] | تاریخ | مبلغ ارزی | نرخ تسعیر | معادل ریالی
پیش پرداخت (25%) |  |  |  |  | 1401/08/17 | 53868 | 283901 | 15293179068
استهلاک پیش پرداخت (25%)-پارت1 |  |  |  |  | 1401/12/23 | -2590 | 283901 | -735303590
استهلاک پیش پرداخت (25%)-پارت2 |  |  |  |  | 1401/01/27 | -9000 | 283901 | -2555109000
استهلاک پیش پرداخت (25%)-پارت3 |  |  |  |  | 1402/03/10 | -27415.5 | 283901 | -7783287865.5
[6 empty] | 14862.5 |  | 4219478612.5

## 123
# | Opi No. | Date | Packing List No. | Purchase Order | Vendor | Destination | Shipment No. | Material Description | Category | Main Material | Mark No. | Description | Pl Quantity | Shortage | Overage | Damage | Incorrect | Accepted | Unit | Weight/Unit | Action Code | Remark
1 | OPI-JNL-110-001 | 44999 | SACR-PL-JNL-110-001 | ADSH-P-PO-GE-110 | JAHAN NOOR CO. LTD | DDP SITE | 01 |  | Sub Item | 6889510142 | 7033323901 | junction box 200x200x70 | 120 |  |  |  |  | 120 | Piece | 202
2 | OPI-JNL-110-001 | 44999 | SACR-PL-JNL-110-001 | ADSH-P-PO-GE-110 | JAHAN NOOR CO. LTD | DDP SITE | 01 |  | Sub Item | 6889510101 | 7033323901 | junction box 200x200x70 | 28 |  |  |  |  | 28 | Piece | 202
3 | OPI-JNL-110-001 | 44999 | SACR-PL-JNL-110-001 | ADSH-P-PO-GE-110 | JAHAN NOOR CO. LTD | DDP SITE | 01 |  | Sub Item | 6889510142 | 112098001120 | M20 Brass made nickle plate cable gland For non armored cable | 592 | 3 |  |  |  | 589 | Piece |  | Advise Vendor of Overage/Shortage
4 | OPI-JNL-110-001 | 44999 | SACR-PL-JNL-110-001 | ADSH-P-PO-GE-110 | JAHAN NOOR CO. LTD | DDP SITE | 01 |  | Sub Item | 6889510142 | 111221200080 | Brass made nickle plate stopping plug M20 | 592 |  |  |  |  | 592 | Piece
5 | OPI-JNL-110-001 | 44999 | SACR-PL-JNL-110-001 | ADSH-P-PO-GE-110 | JAHAN NOOR CO. LTD | DDP SITE | 01 |  | Sub Item | 6889510142 | 11221200190 | brass made nickle plate cable gland M20for armored cable | 148 |  |  |  |  | 148 | Piece
6 | OPI-JNL-110-002 | 45022 | SACR-PL-JNL-110-002 | ADSH-P-PO-GE-110 | JAHAN NOOR CO. LTD | DDP SITE | 2 |  | Main Item | 6889210041 | 6889210041 | HAND RAIL SUPPORT MOUNTED LIGHTING POLE, Type 1,installation type "LD-07", 2” Hot dip galvanized steel pipe, Without base plate, Pipe Length 4,000mm, For LED/Fluorescent fixtures, Equiped with JB base plate, Earth Lug | 1200 |  |  |  |  | 1200 | Piece | 13200
7 | OPI-JNL-110-002 | 45022 | SACR-PL-JNL-110-002 | ADSH-P-PO-GE-110 | JAHAN NOOR CO. LTD | DDP SITE | 2 |  | Sub Item | 6889210041 | jb30030030 | JB PLATE 300x300x30 | 1200 |  |  |  |  | 1200 | Piece | 7200
8 | OPI-JNL-110-003 | 45022 | SACR-PL-JNL-110-003 | ADSH-P-PO-GE-110 | JAHAN NOOR CO. LTD | DDP SITE | 3 |  | Sub Item | 6889210041 | 112179000150 | ubolt suitable for installation lighting pole ( H 109mm) | 2400 |  |  |  |  | 2400 | Piece | 40
9 | OPI-JNL-110-003 | 45022 | SACR-PL-JNL-110-003 | ADSH-P-PO-GE-110 | JAHAN NOOR CO. LTD | DDP SITE | 3 |  | Sub Item | 6889210041 | 112179000151 | Hex NUT M10 | 4800 |  |  |  |  | 4800 | Piece | 28
10 | OPI-JNL-110-003 | 45022 | SACR-PL-JNL-110-003 | ADSH-P-PO-GE-110 | JAHAN NOOR CO. LTD | DDP SITE | 3 |  | Sub Item | 6889210041 | 112179000152 | Plain washer M10 | 4800 |  |  |  |  | 4800 | Piece | 28
11 | OPI-JNL-110-003 | 45022 | SACR-PL-JNL-110-003 | ADSH-P-PO-GE-110 | JAHAN NOOR CO. LTD | DDP SITE | 3 |  | Sub Item | 6889210041 | 112179000153 | Spring washer M10 | 4800 |  |  |  |  | 4800 | Piece | 28
12 | OPI-JNL-110-003 | 45022 | SACR-PL-JNL-110-003 | ADSH-P-PO-GE-110 | JAHAN NOOR CO. LTD | DDP SITE | 3 |  | Sub Item | 6889210041 | 112179000154 | Ubolt suitable for Installation JB PLATE (H:88mm) | 2400 |  |  |  |  | 2400 | Piece | 40
13 | OPI-JNL-110-003 | 45022 | SACR-PL-JNL-110-003 | ADSH-P-PO-GE-110 | JAHAN NOOR CO. LTD | DDP SITE | 3 |  | Sub Item | 6889210041 | 112179000155 | Hex Nut M10 | 4800 |  |  |  |  | 4800 | Piece | 28
14 | OPI-JNL-110-003 | 45022 | SACR-PL-JNL-110-003 | ADSH-P-PO-GE-110 | JAHAN NOOR CO. LTD | DDP SITE | 3 |  | Sub Item | 6889210041 | 112179000156 | plain washer M10 | 4800 |  |  |  |  | 4800 | Piece | 28
15 | OPI-JNL-110-003 | 45022 | SACR-PL-JNL-110-003 | ADSH-P-PO-GE-110 | JAHAN NOOR CO. LTD | DDP SITE | 3 |  | Sub Item | 6889210041 | 112179000157 | Spring washer M10 | 4800 |  |  |  |  | 4800 | Piece | 28
16 | OPI-JNL-110-003 | 45022 | SACR-PL-JNL-110-003 | ADSH-P-PO-GE-110 | JAHAN NOOR CO. LTD | DDP SITE | 3 |  | Sub Item | 6889210041 | 112179000158 | End Cap | 2400 | 180 |  |  |  | 2220 | Piece | 7 | Advise Vendor of Overage/Shortage
17 | OPI-JNL-110-004 | 45077 | SACR-PL-JNL-110-004 | ADSH-P-PO-GE-110 | JAHAN NOOR CO. LTD | DDP SITE | 4 |  | Main Item | 6889310041 | 6889310041 | FOUNDATION MOUNTED LIGHTING POLE, Type 1, ,installation type "LD-08",2” Hot dip galvanized steel pipe with base plate, Pipe Length 4,000mm, For LED/Fluorescent fixtures,Equiped with JB base plate,Earth Lug | 120 | 2 |  |  |  | 118 | Piece | 2760 | Advise Vendor of Overage/Shortage
39 | OPI-JNL-110-004 | 45077 | SACR-PL-JNL-110-004 | ADSH-P-PO-GE-110 | JAHAN NOOR CO. LTD | DDP SITE | 4 |  | Sub Item | 6889310041 | 6889510119 | Ubolt M10 Suitable for pipe 2" for installation lighting pole | 240 |  | 65 |  |  | 305 | Piece | 250 | Advise Vendor of Overage/Shortage
40 | OPI-JNL-110-004 | 45077 | SACR-PL-JNL-110-004 | ADSH-P-PO-GE-110 | JAHAN NOOR CO. LTD | DDP SITE | 4 |  | Sub Item | 6889310041 | 6889510120 | Hex nut M10 | 480 |  |  |  |  | 480 | Piece | 250
41 | OPI-JNL-110-004 | 45077 | SACR-PL-JNL-110-004 | ADSH-P-PO-GE-110 | JAHAN NOOR CO. LTD | DDP SITE | 4 |  | Sub Item | 6889310041 | 6889510121 | Plain washer M10 | 480 |  |  |  |  | 480 | Piece | 250
42 | OPI-JNL-110-004 | 45077 | SACR-PL-JNL-110-004 | ADSH-P-PO-GE-110 | JAHAN NOOR CO. LTD | DDP SITE | 4 |  | Sub Item | 6889310041 | 6889510122 | Spring washer M10 | 480 |  |  |  |  | 480 | Piece | 250
43 | OPI-JNL-110-004 | 45077 | SACR-PL-JNL-110-004 | ADSH-P-PO-GE-110 | JAHAN NOOR CO. LTD | DDP SITE | 4 |  | Sub Item | 6889310041 | 6889510123 | cap suitable for Pipe 2" | 120 |  |  |  |  | 120 | Piece | 250
52 | OPI-JNL-110-004 | 45077 | SACR-PL-JNL-110-004 | ADSH-P-PO-GE-110 | JAHAN NOOR CO. LTD | DDP SITE | 4 |  | Sub Item | 6889310041 | 6889510132 | JB plate 300x300x3 | 60 |  |  |  |  | 60 | Piece | 100
53 | OPI-JNL-110-004 | 45077 | SACR-PL-JNL-110-004 | ADSH-P-PO-GE-110 | JAHAN NOOR CO. LTD | DDP SITE | 4 |  | Sub Item | 6889310041 | 6889510133 | JB PLATE 300x300x3 | 60 |  |  |  |  | 60 | Piece
18 | OPI-JNL-110-004 | 45077 | SACR-PL-JNL-110-004 | ADSH-P-PO-GE-110 | JAHAN NOOR CO. LTD | DDP SITE | 4 |  | Main Item | 6889110021 | 6889110021 | BRACKET MOUNTED LIGHTING POLE, Type 1, ,installation type "LD-05", 2” Hot dip galvanized steel pipe, Pipe Length 2,400mm, For LED/Fluorescent fixtures, Earth Lug | 170 |  |  |  |  | 170 | Piece | 1700
34 | OPI-JNL-110-004 | 45077 | SACR-PL-JNL-110-004 | ADSH-P-PO-GE-110 | JAHAN NOOR CO. LTD | DDP SITE | 4 |  | Sub Item | 6889110021 | 6889510114 | Ubolt M10 Suitable for pipe 2" for installation lighting pole | 340 |  |  |  |  | 340 | Piece | 250
35 | OPI-JNL-110-004 | 45077 | SACR-PL-JNL-110-004 | ADSH-P-PO-GE-110 | JAHAN NOOR CO. LTD | DDP SITE | 4 |  | Sub Item | 6889110021 | 6889510115 | Hex nut M10 | 680 |  |  |  |  | 680 | Piece | 250
36 | OPI-JNL-110-004 | 45077 | SACR-PL-JNL-110-004 | ADSH-P-PO-GE-110 | JAHAN NOOR CO. LTD | DDP SITE | 4 |  | Sub Item | 6889110021 | 6889510116 | Plain washer M10 | 680 |  |  |  |  | 680 | Piece | 250
37 | OPI-JNL-110-004 | 45077 | SACR-PL-JNL-110-004 | ADSH-P-PO-GE-110 | JAHAN NOOR CO. LTD | DDP SITE | 4 |  | Sub Item | 6889110021 | 6889510117 | Spring washer M10 | 680 |  |  |  |  | 680 | Piece | 250
38 | OPI-JNL-110-004 | 45077 | SACR-PL-JNL-110-004 | ADSH-P-PO-GE-110 | JAHAN NOOR CO. LTD | DDP SITE | 4 |  | Sub Item | 6889110021 | 6889510118 | Cap suitable for Pipe 2" | 340 |  |  |  |  | 340 | Piece | 250
19 | OPI-JNL-110-004 | 45077 | SACR-PL-JNL-110-004 | ADSH-P-PO-GE-110 | JAHAN NOOR CO. LTD | DDP SITE | 4 |  | Main Item | 6889510142 | 6889510142 | FLOOD LIGHT TOWER, Type 2,installation type "LD-56", 14m height, Equiped with Ladder and Fix Basket, Suitable for 1 to 16 no. Flood lighting fixtures (Symmetrical arrangement),Hot dip galvanized steel pipe,With base plate,Suitable for plant site condition,Completed with Adequate base plate for installation 2 Junction box (NF2 Type), 2 (two) adequate junction box at top of tower,Earth Lug | 60 |  |  |  |  | 60 | Piece | 180
20 | OPI-JNL-110-004 | 45077 | SACR-PL-JNL-110-004 | ADSH-P-PO-GE-110 | JAHAN NOOR CO. LTD | DDP SITE | 4 |  | Sub Item | 6889510142 | 6889510100 | 14M Floodlight tower part 2 | 60 |  |  |  |  | 60 | Piece | 180
21 | OPI-JNL-110-004 | 45077 | SACR-PL-JNL-110-004 | ADSH-P-PO-GE-110 | JAHAN NOOR CO. LTD | DDP SITE | 4 |  | Sub Item | 6889510142 | 6889510101 | basket 1200x1200x1000 | 60 |  |  |  |  | 60 | Piece | 3000
22 | OPI-JNL-110-004 | 45077 | SACR-PL-JNL-110-004 | ADSH-P-PO-GE-110 | JAHAN NOOR CO. LTD | DDP SITE | 4 |  | Sub Item | 6889510142 | 6889510102 | ladder part -1-6000 mm | 60 |  |  |  |  | 60 | Piece | 600
23 | OPI-JNL-110-004 | 45077 | SACR-PL-JNL-110-004 | ADSH-P-PO-GE-110 | JAHAN NOOR CO. LTD | DDP SITE | 4 |  | Sub Item | 6889510142 | 6889510103 | ladder part -2 -L-6000mm | 60 |  |  |  |  | 60 | Piece | 600
24 | OPI-JNL-110-004 | 45077 | SACR-PL-JNL-110-004 | ADSH-P-PO-GE-110 | JAHAN NOOR CO. LTD | DDP SITE | 4 |  | Sub Item | 6889510142 | 6889510104 | ladder part 3-L-600mm | 60 | 1 |  |  |  | 59 | Piece | 300 | Advise Vendor of Overage/Shortage
25 | OPI-JNL-110-004 | 45077 | SACR-PL-JNL-110-004 | ADSH-P-PO-GE-110 | JAHAN NOOR CO. LTD | DDP SITE | 4 |  | Sub Item | 6889510142 | 6889510105 | ladder belt part 1(50x3mm) | 180 |  |  |  |  | 180 | Piece | 1800
26 | OPI-JNL-110-004 | 45077 | SACR-PL-JNL-110-004 | ADSH-P-PO-GE-110 | JAHAN NOOR CO. LTD | DDP SITE | 4 |  | Sub Item | 6889510142 | 6889510106 | ladder belt part 2- (50x3mm) | 180 |  |  |  |  | 180 | Piece | 1800
27 | OPI-JNL-110-004 | 45077 | SACR-PL-JNL-110-004 | ADSH-P-PO-GE-110 | JAHAN NOOR CO. LTD | DDP SITE | 4 |  | Sub Item | 6889510142 | 6889510107 | ladder belt part 3- (50x3) L: 600mm | 180 |  |  |  |  | 180 | Piece | 900
28 | OPI-JNL-110-004 | 45077 | SACR-PL-JNL-110-004 | ADSH-P-PO-GE-110 | JAHAN NOOR CO. LTD | DDP SITE | 4 |  | Sub Item | 6889510142 | 6889510108 | ladder cage (belt 50x3) | 1260 | 76 |  |  |  | 1184 | Piece | 25200 | Advise Vendor of Overage/Shortage
29 | OPI-JNL-110-004 | 45077 | SACR-PL-JNL-110-004 | ADSH-P-PO-GE-110 | JAHAN NOOR CO. LTD | DDP SITE | 4 |  | Sub Item | 6889510142 | 6889510109 | Bolt M10x30 for installation JB Plate | 240 |  |  |  |  | 240 | Piece | 250
30 | OPI-JNL-110-004 | 45077 | SACR-PL-JNL-110-004 | ADSH-P-PO-GE-110 | JAHAN NOOR CO. LTD | DDP SITE | 4 |  | Sub Item | 6889510142 | 6889510110 | Nut M10 for installation JB plate | 240 |  |  |  |  | 240 | Piece | 250
31 | OPI-JNL-110-004 | 45077 | SACR-PL-JNL-110-004 | ADSH-P-PO-GE-110 | JAHAN NOOR CO. LTD | DDP SITE | 4 |  | Sub Item | 6889510142 | 6889510111 | plain washer M10 for installation JB Plate | 240 |  |  |  |  | 240 | Piece | 100
32 | OPI-JNL-110-004 | 45077 | SACR-PL-JNL-110-004 | ADSH-P-PO-GE-110 | JAHAN NOOR CO. LTD | DDP SITE | 4 |  | Sub Item | 6889510142 | 6889510112 | Spring washer M10 For installation JB plate | 240 |  |  |  |  | 240 | Piece | 100
33 | OPI-JNL-110-004 | 45077 | SACR-PL-JNL-110-004 | ADSH-P-PO-GE-110 | JAHAN NOOR CO. LTD | DDP SITE | 4 |  | Sub Item | 6889510142 | 6889510113 | Bolt M10x30 for ladder fixation | 480 |  |  |  |  | 480 | Piece | 250
44 | OPI-JNL-110-004 | 45077 | SACR-PL-JNL-110-004 | ADSH-P-PO-GE-110 | JAHAN NOOR CO. LTD | DDP SITE | 4 |  | Sub Item | 6889510142 | 6889510124 | Bolt M24X60 For Installation Basket | 360 |  |  |  |  | 360 | Piece | 250
45 | OPI-JNL-110-004 | 45077 | SACR-PL-JNL-110-004 | ADSH-P-PO-GE-110 | JAHAN NOOR CO. LTD | DDP SITE | 4 |  | Sub Item | 6889510142 | 6889510125 | Nut M24 for installation Basket | 360 |  |  |  |  | 360 | Piece | 250
46 | OPI-JNL-110-004 | 45077 | SACR-PL-JNL-110-004 | ADSH-P-PO-GE-110 | JAHAN NOOR CO. LTD | DDP SITE | 4 |  | Sub Item | 6889510142 | 6889510126 | Plain washer M24 for installation basket | 360 |  |  |  |  | 360 | Piece | 250
47 | OPI-JNL-110-004 | 45077 | SACR-PL-JNL-110-004 | ADSH-P-PO-GE-110 | JAHAN NOOR CO. LTD | DDP SITE | 4 |  | Sub Item | 6889510142 | 6889510127 | Spring washer M24 For installation basket | 360 |  |  |  |  | 360 | Piece | 250
48 | OPI-JNL-110-004 | 45077 | SACR-PL-JNL-110-004 | ADSH-P-PO-GE-110 | JAHAN NOOR CO. LTD | DDP SITE | 4 |  | Sub Item | 6889510142 | 6889510128 | Bolt M8x20 for installation cage | 6300 |  |  |  |  | 6300 | Piece | 250
49 | OPI-JNL-110-004 | 45077 | SACR-PL-JNL-110-004 | ADSH-P-PO-GE-110 | JAHAN NOOR CO. LTD | DDP SITE | 4 |  | Sub Item | 6889510142 | 6889510129 | Nut M8 For installation cage | 6300 |  |  |  |  | 6300 | Piece | 250
50 | OPI-JNL-110-004 | 45077 | SACR-PL-JNL-110-004 | ADSH-P-PO-GE-110 | JAHAN NOOR CO. LTD | DDP SITE | 4 |  | Sub Item | 6889510142 | 6889510130 | Plain washer M8 For installation cage | 6300 |  |  |  |  | 6300 | Piece | 250
51 | OPI-JNL-110-004 | 45077 | SACR-PL-JNL-110-004 | ADSH-P-PO-GE-110 | JAHAN NOOR CO. LTD | DDP SITE | 4 |  | Sub Item | 6889510142 | 6889510131 | Spring washer M8 for Installation cage | 6300 |  |  |  |  | 6300 | Piece | 250

## کنترل قرارداد-4
خلاصه مالی خرید اقلام روشنایی | [13 empty] | شماره قرارداد: ADSH-P-P0-GE-110 | [7 empty] | 1 | bulk | New | 170.00 Pieces
خریدار: شرکت پالایشگاه میعانات گازی آدیش جنوبی | [13 empty] | تاریخ شروع قرارداد: 1401/08/17 | [7 empty] | 2 | bulk | New | 1,200.00 Pieces
فروشنده: شرکت جهان نور | [13 empty] | تاریخ تهیه گزارش: 1402/05/31 | [7 empty] | 3 | bulk | New | 28.00 Pieces
[22 empty] | 4 | bulk | New | 60.00 Pieces
ردیف | کد کالا | شرح کالا | واحد | مقدار | بهای واحد (یورو) | مبلغ قرارداد (یورو) | PL-001 | PL-002 | PL-003 | PL-004 | PL-005 | جمع | درصد کالای دریافتی | مبلغ کل (یورو) | فاکتور | [6 empty] | 5 | bulk | New | 120.00 Pieces
1 | 6889210041 | HAND RAIL SUPPORT MOUNTED LIGHTING POLE, Type 1,installation type "LD-07", 2” Hot dip galvanized steel pipe, Without base plate, Pipe Length 4,000mm, For LED/Fluorescent fixtures, Equiped with JB base plate, Earth Lug | Piece | 1200 | 30 | 36000 | 0 | 1200 | 0 | 0 | 0 | 1200 | 100% | 36000 | 4 | -1196 | 120 | 2 | 1401/11/06 |  |  | 7 | bulk | New | 30.00 Pieces
2 | 6889310041 | FOUNDATION MOUNTED LIGHTING POLE, Type 1, ,installation type "LD-08",2” Hot dip galvanized steel pipe with base plate, Pipe Length 4,000mm, For LED/Fluorescent fixtures,Equiped with JB base plate,Earth Lug | Piece | 120 | 39 | 4680 | 0 | 0 | 0 | 118 | 2 | 120 | 100% | 4680 | 54 | -64 | 2106 | 2
3 | 6889410101 | STREET LIGHTING POLE, SINGLE ARM, Type 1,installation type "LD-49", 10m height, Hot dip galvanized steel pole with base plate, Minimum thickness: 3 mm (Refer to related Installation standard), Tilt:15 Deg., Suitable for installing one 250W street lighting fixture, Suitable for Plant site condition, Completed with One Single Curved Upper Pipe (2m),Pole base plate,Adequate base plate for Junction box (NS1 Type), Earth Lug | Piece | 140 | 276 | 38640 | 0 | 0 | 0 | 0 | 68 | 68 | 48.57% | 18768 | 14 | 14 | 3864 | 2
4 | 6889410102 | STREET LIGHTING POLE, DOUBLE ARM, Type 2, ,installation type "LD-49", 10m height, Hot dip galvanized steel pole with base plate, Minimum thickness: 3 mm (Refer to related Installation standard, Tilt:15 Deg., Suitable for installing two 250W street lighting fixture, Suitable for Plant site condition, Completed with Two Single Curved Upper Pipe (2m), Pole base Plate, Adequate base plate for Junction box (NS1 Type), Earth Lug | Piece | 30 | 314 | 9420 | 0 | 0 | 0 | 0 | 0 | 0 | 0% | 0 | 10 | 10 | 3140 | 2
5 | 6889510101 | FLOOD LIGHT TOWER,Type 1,installation type "LD-55", 10m height, Suitable for 8 no. Flood lighting fixtures (Unsymmetrical/side arrangement), Hot dip galvanized steel pipe with base plate, Suitable for plant site condition, Completed with Adequate Base plate for installation 2 Junction box (NF2 Type), Earth Lug | Piece | 28 | 404 | 11312 | 0 | 0 | 0 | 0 | 0 | 0 | 0% | 0 | 112 | 112 | 45248 | 2
6 | 6889510142 | FLOOD LIGHT TOWER, Type 2,installation type "LD-56", 14m height, Equiped with Ladder and Fix Basket, Suitable for 1 to 16 no. Flood lighting fixtures (Symmetrical arrangement),Hot dip galvanized steel pipe,With base plate,Suitable for plant site condition,Completed with Adequate base plate for installation 2 Junction box (NF2 Type), 2 (two) adequate junction box at top of tower,Earth Lug | Piece | 60 | 1700 | 102000 | 0 | 0 | 0 | 60 | 0 | 60 | 100% | 102000 | 30 | -30 | 51000 | 2
7 | 6889510142 | 14M Floodlight tower part 2 | Piece | 60 | 0 | 0 | 0 | 0 | 0 | 60 | 0 | 60 | 100% | 0
8 | 6889510142 | basket 1200x1200x1000 | Piece | 60 | 0 | 0 | 0 | 0 | 0 | 60 | 0 | 60 | 100% | 0
9 | 6889510142 | ladder part -1-6000 mm | Piece | 60 | 0 | 0 | 0 | 0 | 0 | 60 | 0 | 60 | 100% | 0
10 | 6889510142 | ladder part -2 -L-6000mm | Piece | 60 | 0 | 0 | 0 | 0 | 0 | 60 | 0 | 60 | 100% | 0
11 | 6889510142 | ladder part 3-L-600mm | Piece | 60 | 0 | 0 | 0 | 0 | 0 | 59 | 1 | 60 | 100% | 0
12 | 6889510142 | ladder belt part 1(50x3mm) | Piece | 180 | 0 | 0 | 0 | 0 | 0 | 180 | 0 | 180 | 100% | 0 |  |  |  |  | 1401/11/06 |  |  | 6 | bulk | New | 140.00 Pieces
13 | 6889510142 | ladder belt part 2- (50x3mm) | Piece | 180 | 0 | 0 | 0 | 0 | 0 | 180 | 0 | 180 | 100% | 0
14 | 6889510142 | ladder belt part 3- (50x3) L: 600mm | Piece | 180 | 0 | 0 | 0 | 0 | 0 | 180 | 0 | 180 | 100% | 0
15 | 6889510142 | ladder cage (belt 50x3) | Piece | 1260 | 0 | 0 | 0 | 0 | 0 | 1184 | 76 | 1260 | 100% | 0
16 | 6889510142 | Bolt M10x30 for installation JB Plate | Piece | 240 | 0 | 0 | 0 | 0 | 0 | 240 | 0 | 240 | 100% | 0
17 | 6889510142 | Nut M10 for installation JB plate | Piece | 240 | 0 | 0 | 0 | 0 | 0 | 240 | 0 | 240 | 100% | 0
18 | 6889510142 | plain washer M10 for installation JB Plate | Piece | 240 | 0 | 0 | 0 | 0 | 0 | 240 | 0 | 240 | 100% | 0 |  |  |  |  | 1401/11/06 |  | 112179000151
19 | 6889510142 | Spring washer M10 For installation JB plate | Piece | 240 | 0 | 0 | 0 | 0 | 0 | 240 | 0 | 240 | 100% | 0
20 | 6889510142 | Bolt M10x30 for ladder fixation | Piece | 480 | 0 | 0 | 0 | 0 | 0 | 480 | 0 | 480 | 100% | 0
21 | 6889510142 | Bolt M24X60 For Installation Basket | Piece | 360 | 0 | 0 | 0 | 0 | 0 | 360 | 0 | 360 | 100% | 0
22 | 6889510142 | Nut M24 for installation Basket | Piece | 360 | 0 | 0 | 0 | 0 | 0 | 360 | 0 | 360 | 100% | 0
23 | 6889510142 | Plain washer M24 for installation basket | Piece | 360 | 0 | 0 | 0 | 0 | 0 | 360 | 0 | 360 | 100% | 0
24 | 6889510142 | Spring washer M24 For installation basket | Piece | 360 | 0 | 0 | 0 | 0 | 0 | 360 | 0 | 360 | 100% | 0
25 | 6889510142 | Bolt M8x20 for installation cage | Piece | 6300 | 0 | 0 | 0 | 0 | 0 | 6300 | 0 | 6300 | 100% | 0
26 | 6889510142 | Nut M8 For installation cage | Piece | 6300 | 0 | 0 | 0 | 0 | 0 | 6300 | 0 | 6300 | 100% | 0
27 | 6889510142 | Plain washer M8 For installation cage | Piece | 6300 | 0 | 0 | 0 | 0 | 0 | 6300 | 0 | 6300 | 100% | 0
28 | 6889510142 | Spring washer M8 for Installation cage | Piece | 6300 | 0 | 0 | 0 | 0 | 0 | 6300 | 0 | 6300 | 100% | 0
29 | 6889110021 | BRACKET MOUNTED LIGHTING POLE, Type 1, ,installation type "LD-05", 2” Hot dip galvanized steel pipe, Pipe Length 2,400mm, For LED/Fluorescent fixtures, Earth Lug | Piece | 170 | 18 | 3060 | 0 | 0 | 0 | 170 | 0 | 170 | 100% | 3060 | 36 | -134 | 648 | 2
30 | 6889110021 | Ubolt M10 Suitable for pipe 2" for installation lighting pole | Piece | 340 | 0 | 0 | 0 | 0 | 0 | 340 | 0 | 340 | 100% | 0
31 | 6889110021 | Hex nut M10 | Piece | 680 | 0 | 0 | 0 | 0 | 0 | 680 | 0 | 680 | 100% | 0
32 | 6889110021 | Plain washer M10 | Piece | 680 | 0 | 0 | 0 | 0 | 0 | 680 | 0 | 680 | 100% | 0
33 | 6889110021 | Spring washer M10 | Piece | 680 | 0 | 0 | 0 | 0 | 0 | 680 | 0 | 680 | 100% | 0
34 | 6889110021 | Cap suitable for Pipe 2" | Piece | 340 | 0 | 0 | 0 | 0 | 0 | 340 | 0 | 340 | 100% | 0
35 | 6889210041 | junction box 300x300x30 | Piece | 1200 | 0 | 0 | 0 | 1200 | 0 | 0 | 0 | 1200 | 100% | 0
36 | 6889210041 | ubolt suitable for installation lighting pole ( H 109mm) | Piece | 2400 | 0 | 0 | 0 | 0 | 2400 | 0 | 0 | 2400 | 100% | 0
37 | 6889210041 | Hex NUT M10 | Piece | 4800 | 0 | 0 | 0 | 0 | 4800 | 0 | 0 | 4800 | 100% | 0
38 | 6889210041 | Plain washer M10 | Piece | 4800 | 0 | 0 | 0 | 0 | 4800 | 0 | 0 | 4800 | 100% | 0
39 | 6889210041 | Spring washer M10 | Piece | 4800 | 0 | 0 | 0 | 0 | 4800 | 0 | 0 | 4800 | 100% | 0
40 | 6889210041 | Ubolt suitable for Installation JB PLATE (H:88mm) | Piece | 2400 | 0 | 0 | 0 | 0 | 2400 | 0 | 0 | 2400 | 100% | 0
41 | 6889210041 | Hex Nut M10 | Piece | 4800 | 0 | 0 | 0 | 0 | 4800 | 0 | 0 | 4800 | 100% | 0 |  |  |  |  | 1401/11/06 |  | 112179000153
42 | 6889210041 | plain washer M10 | Piece | 4800 | 0 | 0 | 0 | 0 | 4800 | 0 | 0 | 4800 | 100% | 0
43 | 6889210041 | Spring washer M10 | Piece | 4800 | 0 | 0 | 0 | 0 | 4800 | 0 | 0 | 4800 | 100% | 0
44 | 6889210041 | End Cap | Piece | 2400 | 0 | 0 | 0 | 0 | 2220 | 0 | 180 | 2400 | 100% | 0
45 | 6889310041 | Ubolt M10 Suitable for pipe 2" for installation lighting pole | Piece | 240 | 0 | 0 | 0 | 0 | 0 | 305 | 0 | 305 | 127.1% | 0
46 | 6889310041 | Hex nut M10 | Piece | 480 | 0 | 0 | 0 | 0 | 0 | 480 | 0 | 480 | 100% | 0
47 | 6889310041 | Plain washer M10 | Piece | 480 | 0 | 0 | 0 | 0 | 0 | 480 | 0 | 480 | 100% | 0
48 | 6889310041 | Spring washer M10 | Piece | 480 | 0 | 0 | 0 | 0 | 0 | 480 | 0 | 480 | 100% | 0 |  |  |  |  | 1401/11/06 |  | 112179000152
49 | 6889310041 | cap suitable for Pipe 2" | Piece | 120 | 0 | 0 | 0 | 0 | 0 | 120 | 0 | 120 | 100% | 0 | [6 empty] | 112179000156
50 | 6889310041 | JB plate 300x300x3 | Piece | 60 | 0 | 0 | 0 | 0 | 0 | 60 | 0 | 60 | 100% | 0 | [6 empty] | 112179000157
51 | 6889310041 | JB PLATE 300x300x3 | Piece | 60 | 0 | 0 | 0 | 0 | 0 | 60 | 0 | 60 | 100% | 0 | [6 empty] | 112179000158
52 | 6889410101 | 10 m Street Lighting Pole-Part-2 | Piece | 22 | 0 | 0 | 0 | 0 | 0 | 0 | 22 | 22 | 100% | 0
53 | 6889410101 | 10 m Street Lighting Pole-Part-2 | Piece | 22 | 0 | 0 | 0 | 0 | 0 | 0 | 22 | 22 | 100% | 0
54 | 6889410101 | 10 m Street Lighting Pole-Part-2 | Piece | 24 | 0 | 0 | 0 | 0 | 0 | 0 | 24 | 24 | 100% | 0
55 | 6889410101 | Street Light Head-1 Side | Piece | 34 | 0 | 0 | 0 | 0 | 0 | 0 | 34 | 34 | 100% | 0
56 | 6889410101 | Street Light Head-1 Side | Piece | 34 | 0 | 0 | 0 | 0 | 0 | 0 | 32 | 32 | 94.12% | 0
57 | 6889410101 | Bolt M10x30 | Piece | 1400 | 0 | 0 | 0 | 0 | 0 | 0 | 1400 | 1400 | 100% | 0
58 | 6889410101 | Nut M10 | Piece | 280 | 0 | 0 | 0 | 0 | 0 | 0 | 280 | 280 | 100% | 0
59 | 6889410101 | Flat Washer M10 | Piece | 280 | 0 | 0 | 0 | 0 | 0 | 0 | 280 | 280 | 100% | 0
60 | 6889410101 | Spring Washer M10 | Piece | 280 | 0 | 0 | 0 | 0 | 0 | 0 | 280 | 280 | 100% | 0
61 | 6889510101 | junction box 200x200x70 | Piece | 28 | 70 | 1960 | 28 | 0 | 0 | 0 | 0 | 28 | 100% | 1960 |  |  |  | 2
62 | 6889510142 | junction box 200x200x70 | Piece | 120 | 70 | 8400 | 120 | 0 | 0 | 0 | 0 | 120 | 100% | 8400 |  |  |  | 2
63 | 6889510142 | M20 Brass made nickle plate cable gland For non armored cable | Piece | 592 | 0 | 0 | 589 | 0 | 0 | 0 | 3 | 592 | 100% | 0
64 | 6889510142 | Brass made nickle plate stopping plug M20 | Piece | 592 | 0 | 0 | 592 | 0 | 0 | 0 | 0 | 592 | 100% | 0
65 | 6889510142 | brass made nickle plate cable gland M20for armored cable | Piece | 148 | 0 | 0 | 148 | 0 | 0 | 0 | 0 | 148 | 100% | 0
|  |  |  | 77624 |  | 215472 | 1477 | 2400 | 35820 | 35156 | 2704 | 77557 |  | 174868
6889510142
خلاصه محاسبات پرداخت صورت حساب: | [5 empty] | (یورو) | توضیحات: | [12 empty] | 6889510142
6889510142
جمع کالای دریافتی | [5 empty] | 215472 | کلیه کالاهای موضوع قرارداد باید از زمان پرداخت پیش پرداخت ظرف 90 روز تقویمی تحویل گردد.تاریخ پرداخت پیش پرداخت 1401/08/17 میباشد و تاریخ تحویل 1401/11/17 میباشد. طی MRS-JNL-110-005 درمورخ 1402/05/25 و با 190 روز تاخیر به انبار رسید شده است- 85% کالا تاکنون تحویل سایت شده است.درخصوص جرائم مجاز و غیر مجاز نیاز به اعلام نظر واحد برنامه ریزی میباشد.
مالیات و عوارض بر ارزش افزوده (9%) | [5 empty] | 19392.48
جمع صورتحساب | [5 empty] | 234864.48
کسور:
استهلاک پیش پرداخت (25%) | [5 empty] | 53868
سپرده حسن انجام کار (5%) | [5 empty] | 0
جرائم تاخیر 10% مبلغ قرارداد | [5 empty] | 0
جمع کسور | [5 empty] | 53868
خالص قابل پرداخت | [5 empty] | 288732.48
خلاصه محاسبات پرداخت صورت حساب: | [5 empty] | (یورو) |  |  |  |  | (ریالی)
جمع کالای دریافتی | [5 empty] | 18846 |  |  |  |  | 7782304067.5046 | [6 empty] | 174868
مالیات و عوارض بر ارزش افزوده (9%) | [5 empty] | 1696.14 |  |  |  |  | 700407366.0754
جمع صورتحساب | [5 empty] | 20542.14 |  |  |  |  | 8482711433.58
کسور:
استهلاک پیش پرداخت (25%) | [5 empty] | -4711.5 | 283901 |  |  |  | -1337599561.5
سپرده حسن انجام کار (5%) | [5 empty] | -942.3 | 451347 |  |  |  | -425304278.1
جرائم تاخیر 10% مبلغ قرارداد | [5 empty] | 0 | 0 |  |  |  | 0
جمع کسور | [5 empty] | -5653.8 |  |  |  |  | -1762903839.6
خالص قابل پرداخت | [5 empty] | 14888.34 | 451347 |  |  |  | 6719807593.98
توضیحات در خصوص نرخ های تسعیر:
1- محاسبه مبلغ خالص قابل پرداخت با نرخ تسعیر فروش اسکناس در سامانه سنا در تاریخ (1402/05/24) انجام شده است.
2- در محاسبه نرخ تسعیر جهت استهلاک پیش پرداخت ، عینا از نرخ تسعیر پرداخت های انجام شده در همان تاریخ استفاده شده است. پیش پرداخت به شرح ذیل انجام شده است:
[5 empty] | تاریخ | مبلغ ارزی | نرخ تسعیر |  |  |  | معادل ریالی
پیش پرداخت (25%) |  |  |  |  | 1401/08/17 | 53868 | 283901 |  |  |  | 15293179068
استهلاک پیش پرداخت (25%)-پارت1 |  |  |  |  | 1401/12/23 | -2590 | 283901 |  |  |  | -735303590
استهلاک پیش پرداخت (25%)-پارت2 |  |  |  |  | 1401/01/27 | -9000 | 283901 |  |  |  | -2555109000
استهلاک پیش پرداخت (25%)-پارت3 |  |  |  |  | 1402/03/10 | -27415.5 | 283901 |  |  |  | -7783287865.5
استهلاک پیش پرداخت (25%)-پارت4 |  |  |  |  | 1402/04/31 | -4711.5 | 283901 |  |  |  | -1337599561.5
[6 empty] | 10151 |  |  |  |  | 2881879051

## کنترل قرارداد-5
خلاصه مالی خرید اقلام روشنایی | [14 empty] | شماره قرارداد: ADSH-P-P0-GE-110 | [7 empty] | 1 | bulk | New | 170.00 Pieces
خریدار: شرکت پالایشگاه میعانات گازی آدیش جنوبی | [14 empty] | تاریخ شروع قرارداد: 1401/08/17 | [7 empty] | 2 | bulk | New | 1,200.00 Pieces
فروشنده: شرکت جهان نور | [14 empty] | تاریخ تهیه گزارش: 1402/07/22 | [7 empty] | 3 | bulk | New | 28.00 Pieces
[23 empty] | 4 | bulk | New | 60.00 Pieces
ردیف | کد کالا | شرح کالا | واحد | مقدار | بهای واحد (یورو) | مبلغ قرارداد (یورو) | PL-001 | PL-002 | PL-003 | PL-004 | PL-005 | PL-006 | جمع | درصد کالای دریافتی | مبلغ کل (یورو) | فاکتور | [6 empty] | 5 | bulk | New | 120.00 Pieces
1 | 6889210041 | HAND RAIL SUPPORT MOUNTED LIGHTING POLE, Type 1,installation type "LD-07", 2” Hot dip galvanized steel pipe, Without base plate, Pipe Length 4,000mm, For LED/Fluorescent fixtures, Equiped with JB base plate, Earth Lug | Piece | 1200 | 30 | 36000 | 0 | 1200 | 0 | 0 | 0 | 0 | 1200 | 100% | 36000 | 4 | -1196 | 120 | 2 | 1401/11/06 |  |  | 7 | bulk | New | 30.00 Pieces
2 | 6889310041 | FOUNDATION MOUNTED LIGHTING POLE, Type 1, ,installation type "LD-08",2” Hot dip galvanized steel pipe with base plate, Pipe Length 4,000mm, For LED/Fluorescent fixtures,Equiped with JB base plate,Earth Lug | Piece | 120 | 39 | 4680 | 0 | 0 | 0 | 118 | 2 | 0 | 120 | 100% | 4680 | 54 | -64 | 2106 | 2
3 | 6889410101 | STREET LIGHTING POLE, SINGLE ARM, Type 1,installation type "LD-49", 10m height, Hot dip galvanized steel pole with base plate, Minimum thickness: 3 mm (Refer to related Installation standard), Tilt:15 Deg., Suitable for installing one 250W street lighting fixture, Suitable for Plant site condition, Completed with One Single Curved Upper Pipe (2m),Pole base plate,Adequate base plate for Junction box (NS1 Type), Earth Lug | Piece | 140 | 276 | 38640 | 0 | 0 | 0 | 0 | 68 | 72 | 140 | 100% | 38640 | 14 | 14 | 3864 | 2
4 | 6889410102 | STREET LIGHTING POLE, DOUBLE ARM, Type 2, ,installation type "LD-49", 10m height, Hot dip galvanized steel pole with base plate, Minimum thickness: 3 mm (Refer to related Installation standard, Tilt:15 Deg., Suitable for installing two 250W street lighting fixture, Suitable for Plant site condition, Completed with Two Single Curved Upper Pipe (2m), Pole base Plate, Adequate base plate for Junction box (NS1 Type), Earth Lug | Piece | 30 | 314 | 9420 | 0 | 0 | 0 | 0 | 0 | 30 | 30 | 100% | 9420 | 10 | 10 | 3140 | 2
5 | 6889510101 | FLOOD LIGHT TOWER,Type 1,installation type "LD-55", 10m height, Suitable for 8 no. Flood lighting fixtures (Unsymmetrical/side arrangement), Hot dip galvanized steel pipe with base plate, Suitable for plant site condition, Completed with Adequate Base plate for installation 2 Junction box (NF2 Type), Earth Lug | Piece | 28 | 404 | 11312 | 0 | 0 | 0 | 0 | 0 | 28 | 28 | 100% | 11312 | 112 | 112 | 45248 | 2
6 | 6889510142 | FLOOD LIGHT TOWER, Type 2,installation type "LD-56", 14m height, Equiped with Ladder and Fix Basket, Suitable for 1 to 16 no. Flood lighting fixtures (Symmetrical arrangement),Hot dip galvanized steel pipe,With base plate,Suitable for plant site condition,Completed with Adequate base plate for installation 2 Junction box (NF2 Type), 2 (two) adequate junction box at top of tower,Earth Lug | Piece | 60 | 1700 | 102000 | 0 | 0 | 0 | 60 | 0 | 0 | 60 | 100% | 102000 | 30 | -30 | 51000 | 2
7 | 6889510142 | 14M Floodlight tower part 2 | Piece | 60 | 0 | 0 | 0 | 0 | 0 | 60 | 0 | 0 | 60 | 100% | 0
8 | 6889510142 | basket 1200x1200x1000 | Piece | 60 | 0 | 0 | 0 | 0 | 0 | 60 | 0 | 0 | 60 | 100% | 0
9 | 6889510142 | ladder part -1-6000 mm | Piece | 60 | 0 | 0 | 0 | 0 | 0 | 60 | 0 | 0 | 60 | 100% | 0
10 | 6889510142 | ladder part -2 -L-6000mm | Piece | 60 | 0 | 0 | 0 | 0 | 0 | 60 | 0 | 0 | 60 | 100% | 0
11 | 6889510142 | ladder part 3-L-600mm | Piece | 60 | 0 | 0 | 0 | 0 | 0 | 59 | 1 | 0 | 60 | 100% | 0
12 | 6889510142 | ladder belt part 1(50x3mm) | Piece | 180 | 0 | 0 | 0 | 0 | 0 | 180 | 0 | 0 | 180 | 100% | 0 |  |  |  |  | 1401/11/06 |  |  | 6 | bulk | New | 140.00 Pieces
13 | 6889510142 | ladder belt part 2- (50x3mm) | Piece | 180 | 0 | 0 | 0 | 0 | 0 | 180 | 0 | 0 | 180 | 100% | 0
14 | 6889510142 | ladder belt part 3- (50x3) L: 600mm | Piece | 180 | 0 | 0 | 0 | 0 | 0 | 180 | 0 | 0 | 180 | 100% | 0
15 | 6889510142 | ladder cage (belt 50x3) | Piece | 1260 | 0 | 0 | 0 | 0 | 0 | 1184 | 76 | 0 | 1260 | 100% | 0
16 | 6889510142 | Bolt M10x30 for installation JB Plate | Piece | 240 | 0 | 0 | 0 | 0 | 0 | 240 | 0 | 0 | 240 | 100% | 0
17 | 6889510142 | Nut M10 for installation JB plate | Piece | 240 | 0 | 0 | 0 | 0 | 0 | 240 | 0 | 0 | 240 | 100% | 0
18 | 6889510142 | plain washer M10 for installation JB Plate | Piece | 240 | 0 | 0 | 0 | 0 | 0 | 240 | 0 | 0 | 240 | 100% | 0 |  |  |  |  | 1401/11/06 |  | 112179000151
19 | 6889510142 | Spring washer M10 For installation JB plate | Piece | 240 | 0 | 0 | 0 | 0 | 0 | 240 | 0 | 0 | 240 | 100% | 0
20 | 6889510142 | Bolt M10x30 for ladder fixation | Piece | 480 | 0 | 0 | 0 | 0 | 0 | 480 | 0 | 0 | 480 | 100% | 0
21 | 6889510142 | Bolt M24X60 For Installation Basket | Piece | 360 | 0 | 0 | 0 | 0 | 0 | 360 | 0 | 0 | 360 | 100% | 0
22 | 6889510142 | Nut M24 for installation Basket | Piece | 360 | 0 | 0 | 0 | 0 | 0 | 360 | 0 | 0 | 360 | 100% | 0
23 | 6889510142 | Plain washer M24 for installation basket | Piece | 360 | 0 | 0 | 0 | 0 | 0 | 360 | 0 | 0 | 360 | 100% | 0
24 | 6889510142 | Spring washer M24 For installation basket | Piece | 360 | 0 | 0 | 0 | 0 | 0 | 360 | 0 | 0 | 360 | 100% | 0
25 | 6889510142 | Bolt M8x20 for installation cage | Piece | 6300 | 0 | 0 | 0 | 0 | 0 | 6300 | 0 | 0 | 6300 | 100% | 0
26 | 6889510142 | Nut M8 For installation cage | Piece | 6300 | 0 | 0 | 0 | 0 | 0 | 6300 | 0 | 0 | 6300 | 100% | 0
27 | 6889510142 | Plain washer M8 For installation cage | Piece | 6300 | 0 | 0 | 0 | 0 | 0 | 6300 | 0 | 0 | 6300 | 100% | 0
28 | 6889510142 | Spring washer M8 for Installation cage | Piece | 6300 | 0 | 0 | 0 | 0 | 0 | 6300 | 0 | 0 | 6300 | 100% | 0
29 | 6889110021 | BRACKET MOUNTED LIGHTING POLE, Type 1, ,installation type "LD-05", 2” Hot dip galvanized steel pipe, Pipe Length 2,400mm, For LED/Fluorescent fixtures, Earth Lug | Piece | 170 | 18 | 3060 | 0 | 0 | 0 | 170 | 0 | 0 | 170 | 100% | 3060 | 36 | -134 | 648 | 2
30 | 6889110021 | Ubolt M10 Suitable for pipe 2" for installation lighting pole | Piece | 340 | 0 | 0 | 0 | 0 | 0 | 340 | 0 | 0 | 340 | 100% | 0
31 | 6889110021 | Hex nut M10 | Piece | 680 | 0 | 0 | 0 | 0 | 0 | 680 | 0 | 0 | 680 | 100% | 0
32 | 6889110021 | Plain washer M10 | Piece | 680 | 0 | 0 | 0 | 0 | 0 | 680 | 0 | 0 | 680 | 100% | 0
33 | 6889110021 | Spring washer M10 | Piece | 680 | 0 | 0 | 0 | 0 | 0 | 680 | 0 | 0 | 680 | 100% | 0
34 | 6889110021 | Cap suitable for Pipe 2" | Piece | 340 | 0 | 0 | 0 | 0 | 0 | 340 | 0 | 0 | 340 | 100% | 0
35 | 6889210041 | junction box 300x300x30 | Piece | 1200 | 0 | 0 | 0 | 1200 | 0 | 0 | 0 | 0 | 1200 | 100% | 0
36 | 6889210041 | ubolt suitable for installation lighting pole ( H 109mm) | Piece | 2400 | 0 | 0 | 0 | 0 | 2400 | 0 | 0 | 0 | 2400 | 100% | 0
37 | 6889210041 | Hex NUT M10 | Piece | 4800 | 0 | 0 | 0 | 0 | 4800 | 0 | 0 | 0 | 4800 | 100% | 0
38 | 6889210041 | Plain washer M10 | Piece | 4800 | 0 | 0 | 0 | 0 | 4800 | 0 | 0 | 0 | 4800 | 100% | 0
39 | 6889210041 | Spring washer M10 | Piece | 4800 | 0 | 0 | 0 | 0 | 4800 | 0 | 0 | 0 | 4800 | 100% | 0
40 | 6889210041 | Ubolt suitable for Installation JB PLATE (H:88mm) | Piece | 2400 | 0 | 0 | 0 | 0 | 2400 | 0 | 0 | 0 | 2400 | 100% | 0
41 | 6889210041 | Hex Nut M10 | Piece | 4800 | 0 | 0 | 0 | 0 | 4800 | 0 | 0 | 0 | 4800 | 100% | 0 |  |  |  |  | 1401/11/06 |  | 112179000153
42 | 6889210041 | plain washer M10 | Piece | 4800 | 0 | 0 | 0 | 0 | 4800 | 0 | 0 | 0 | 4800 | 100% | 0
43 | 6889210041 | Spring washer M10 | Piece | 4800 | 0 | 0 | 0 | 0 | 4800 | 0 | 0 | 0 | 4800 | 100% | 0
44 | 6889210041 | End Cap | Piece | 2400 | 0 | 0 | 0 | 0 | 2220 | 0 | 180 | 0 | 2400 | 100% | 0
45 | 6889310041 | Ubolt M10 Suitable for pipe 2" for installation lighting pole | Piece | 240 | 0 | 0 | 0 | 0 | 0 | 305 | 0 | 0 | 305 | 127.1% | 0
46 | 6889310041 | Hex nut M10 | Piece | 480 | 0 | 0 | 0 | 0 | 0 | 480 | 0 | 0 | 480 | 100% | 0
47 | 6889310041 | Plain washer M10 | Piece | 480 | 0 | 0 | 0 | 0 | 0 | 480 | 0 | 0 | 480 | 100% | 0
48 | 6889310041 | Spring washer M10 | Piece | 480 | 0 | 0 | 0 | 0 | 0 | 480 | 0 | 0 | 480 | 100% | 0 |  |  |  |  | 1401/11/06 |  | 112179000152
49 | 6889310041 | cap suitable for Pipe 2" | Piece | 120 | 0 | 0 | 0 | 0 | 0 | 120 | 0 | 0 | 120 | 100% | 0 | [6 empty] | 112179000156
50 | 6889310041 | JB plate 300x300x3 | Piece | 60 | 0 | 0 | 0 | 0 | 0 | 60 | 0 | 0 | 60 | 100% | 0 | [6 empty] | 112179000157
51 | 6889310041 | JB PLATE 300x300x3 | Piece | 60 | 0 | 0 | 0 | 0 | 0 | 60 | 0 | 0 | 60 | 100% | 0 | [6 empty] | 112179000158
52 | 6889410101 | 10 m Street Lighting Pole-Part-2 | Piece | 22 | 0 | 0 | 0 | 0 | 0 | 0 | 22 | 0 | 22 | 100% | 0
53 | 6889410101 | 10 m Street Lighting Pole-Part-2 | Piece | 22 | 0 | 0 | 0 | 0 | 0 | 0 | 22 | 0 | 22 | 100% | 0
54 | 6889410101 | 10 m Street Lighting Pole-Part-2 | Piece | 24 | 0 | 0 | 0 | 0 | 0 | 0 | 24 | 0 | 24 | 100% | 0
55 | 6889410101 | Street Light Head-1 Side | Piece | 34 | 0 | 0 | 0 | 0 | 0 | 0 | 34 | 0 | 34 | 100% | 0
56 | 6889410101 | Street Light Head-1 Side | Piece | 34 | 0 | 0 | 0 | 0 | 0 | 0 | 32 | 0 | 32 | 94.12% | 0
57 | 6889410101 | Bolt M10x30 | Piece | 1400 | 0 | 0 | 0 | 0 | 0 | 0 | 1400 | 0 | 1400 | 100% | 0
58 | 6889410101 | Nut M10 | Piece | 280 | 0 | 0 | 0 | 0 | 0 | 0 | 280 | 0 | 280 | 100% | 0
59 | 6889410101 | Flat Washer M10 | Piece | 280 | 0 | 0 | 0 | 0 | 0 | 0 | 280 | 0 | 280 | 100% | 0
60 | 6889410101 | Spring Washer M10 | Piece | 280 | 0 | 0 | 0 | 0 | 0 | 0 | 280 | 0 | 280 | 100% | 0
61 | 6889510101 | junction box 200x200x70 | Piece | 28 | 70 | 1960 | 28 | 0 | 0 | 0 | 0 | 0 | 28 | 100% | 1960 |  |  |  | 2
62 | 6889510142 | junction box 200x200x70 | Piece | 120 | 70 | 8400 | 120 | 0 | 0 | 0 | 0 | 120 | 240 | 200% | 16800 |  |  |  | 2
63 | 6889510142 | M20 Brass made nickle plate cable gland For non armored cable | Piece | 592 | 0 | 0 | 589 | 0 | 0 | 0 | 3 | 0 | 592 | 100% | 0
64 | 6889510142 | Brass made nickle plate stopping plug M20 | Piece | 592 | 0 | 0 | 592 | 0 | 0 | 0 | 0 | 0 | 592 | 100% | 0
65 | 6889510142 | brass made nickle plate cable gland M20for armored cable | Piece | 148 | 0 | 0 | 148 | 0 | 0 | 0 | 0 | 0 | 148 | 100% | 0
|  |  |  | 77624 |  | 215472 | 1477 | 2400 | 35820 | 35156 | 2704 | 250 | 77807 |  | 223872
6889510142
خلاصه محاسبات پرداخت صورت حساب: | [5 empty] | (یورو) | PL-001: توضیحات: | [8 empty] | 6889510142
6889510142
جمع کالای دریافتی | [5 empty] | 215472 | PL-001: کلیه کالاهای موضوع قرارداد باید از زمان پرداخت پیش پرداخت ظرف 90 روز تقویمی تحویل گردد.تاریخ پرداخت پیش پرداخت 1401/08/17 میباشد و تاریخ تحویل 1401/11/17 میباشد. طی MRS-JNL-110-006 & 007 درمورخ 1402/06/25 و با 220 روز تاخیر به انبار رسید شده است- 85100% کالا تاکنون تحویل سایت شده است.درخصوص جرائم مجاز و غیر مجاز نیاز به اعلام نظر واحد برنامه ریزی میباشد.
مالیات و عوارض بر ارزش افزوده (9%) | [5 empty] | 19392.48
جمع صورتحساب | [5 empty] | 234864.48
کسور:
استهلاک پیش پرداخت (25%) | [5 empty] | 53868
سپرده حسن انجام کار (5%) | [5 empty] | 0
جرائم تاخیر 10% مبلغ قرارداد | [5 empty] | 0
جمع کسور | [5 empty] | 53868
خالص قابل پرداخت | [5 empty] | 288732.48
خلاصه محاسبات پرداخت صورت حساب: | [5 empty] | (یورو) | PL-005: (ریالی)
جمع کالای دریافتی | [5 empty] | 40604 | PL-005: 16183577629.0275 | [6 empty] | 196626
مالیات و عوارض بر ارزش افزوده (9%) | [5 empty] | 3654.36 | PL-005: 1456521986.6125
جمع صورتحساب | [5 empty] | 44258.36 | PL-005: 17640099615.64
کسور:
استهلاک پیش پرداخت (25%) | [5 empty] | -10151 | PL-001: 283901; PL-005: -2881879051
سپرده حسن انجام کار (5%) | [5 empty] | -2030.2 | PL-001: 432699; PL-005: -878465509.8
جرائم تاخیر 10% مبلغ قرارداد | [5 empty] | 0 | PL-001: 0; PL-005: 0
جمع کسور | [5 empty] | -12181.2 | PL-005: -3760344560.8
خالص قابل پرداخت | [5 empty] | 32077.16 | PL-001: 432699; PL-005: 13879755054.84
توضیحات در خصوص نرخ های تسعیر:
1- محاسبه مبلغ خالص قابل پرداخت با نرخ تسعیر فروش اسکناس در سامانه سنا در تاریخ (1402/07/22) انجام شده است.
2- در محاسبه نرخ تسعیر جهت استهلاک پیش پرداخت ، عینا از نرخ تسعیر پرداخت های انجام شده در همان تاریخ استفاده شده است. پیش پرداخت به شرح ذیل انجام شده است:
[5 empty] | تاریخ | مبلغ ارزی | PL-001: نرخ تسعیر; PL-005: معادل ریالی
پیش پرداخت (25%) |  |  |  |  | 1401/08/17 | 53868 | PL-001: 283901; PL-005: 15293179068
استهلاک پیش پرداخت (25%)-پارت1 |  |  |  |  | 1401/12/23 | -2590 | PL-001: 283901; PL-005: -735303590
استهلاک پیش پرداخت (25%)-پارت2 |  |  |  |  | 1401/01/27 | -9000 | PL-001: 283901; PL-005: -2555109000
استهلاک پیش پرداخت (25%)-پارت3 |  |  |  |  | 1402/03/10 | -27415.5 | PL-001: 283901; PL-005: -7783287865.5
استهلاک پیش پرداخت (25%)-پارت4 |  |  |  |  | 1402/04/31 | -4711.5 | PL-001: 283901; PL-005: -1337599561.5
استهلاک پیش پرداخت (25%)-پارت5 |  |  |  |  | 1402/07/22 | -10151 | PL-001: 283901; PL-005: -2881879051
[6 empty] | 0 | PL-005: 0

## 4
# | Opi No. | Date | Packing List No. | Purchase Order | Vendor | Destination | Shipment No. | Material Description | Category | Main Material | Mark No. | Description | Pl Quantity | Shortage | Overage | Damage | Incorrect | Accepted | Unit | Weight/Unit | Action Code | Remark
1 | OPI-JNL-110-001 | 2023-03-14 | SACR-PL-JNL-110-001 | ADSH-P-PO-GE-110 | JAHAN NOOR CO. LTD | DDP SITE | 01 |  | Sub Item | 6889510142 | 7033323901 | junction box 200x200x70 | 120 |  |  |  |  | 120 | Piece | 202
2 | OPI-JNL-110-001 | 2023-03-14 | SACR-PL-JNL-110-001 | ADSH-P-PO-GE-110 | JAHAN NOOR CO. LTD | DDP SITE | 01 |  | Sub Item | 6889510101 | 7033323901 | junction box 200x200x70 | 28 |  |  |  |  | 28 | Piece | 202
3 | OPI-JNL-110-001 | 2023-03-14 | SACR-PL-JNL-110-001 | ADSH-P-PO-GE-110 | JAHAN NOOR CO. LTD | DDP SITE | 01 |  | Sub Item | 6889510142 | 112098001120 | M20 Brass made nickle plate cable gland For non armored cable | 592 | 3 |  |  |  | 589 | Piece |  | Advise Vendor of Overage/Shortage
4 | OPI-JNL-110-001 | 2023-03-14 | SACR-PL-JNL-110-001 | ADSH-P-PO-GE-110 | JAHAN NOOR CO. LTD | DDP SITE | 01 |  | Sub Item | 6889510142 | 111221200080 | Brass made nickle plate stopping plug M20 | 592 |  |  |  |  | 592 | Piece
5 | OPI-JNL-110-001 | 2023-03-14 | SACR-PL-JNL-110-001 | ADSH-P-PO-GE-110 | JAHAN NOOR CO. LTD | DDP SITE | 01 |  | Sub Item | 6889510142 | 11221200190 | brass made nickle plate cable gland M20for armored cable | 148 |  |  |  |  | 148 | Piece
6 | OPI-JNL-110-002 | 2023-04-06 | SACR-PL-JNL-110-002 | ADSH-P-PO-GE-110 | JAHAN NOOR CO. LTD | DDP SITE | 2 |  | Main Item | 6889210041 | 6889210041 | HAND RAIL SUPPORT MOUNTED LIGHTING POLE, Type 1,installation type "LD-07", 2” Hot dip galvanized steel pipe, Without base plate, Pipe Length 4,000mm, For LED/Fluorescent fixtures, Equiped with JB base plate, Earth Lug | 1200 |  |  |  |  | 1200 | Piece | 13200
7 | OPI-JNL-110-002 | 2023-04-06 | SACR-PL-JNL-110-002 | ADSH-P-PO-GE-110 | JAHAN NOOR CO. LTD | DDP SITE | 2 |  | Sub Item | 6889210041 | jb30030030 | JB PLATE 300x300x30 | 1200 |  |  |  |  | 1200 | Piece | 7200
8 | OPI-JNL-110-003 | 2023-04-06 | SACR-PL-JNL-110-003 | ADSH-P-PO-GE-110 | JAHAN NOOR CO. LTD | DDP SITE | 3 |  | Sub Item | 6889210041 | 112179000150 | ubolt suitable for installation lighting pole ( H 109mm) | 2400 |  |  |  |  | 2400 | Piece | 40
9 | OPI-JNL-110-003 | 2023-04-06 | SACR-PL-JNL-110-003 | ADSH-P-PO-GE-110 | JAHAN NOOR CO. LTD | DDP SITE | 3 |  | Sub Item | 6889210041 | 112179000151 | Hex NUT M10 | 4800 |  |  |  |  | 4800 | Piece | 28
10 | OPI-JNL-110-003 | 2023-04-06 | SACR-PL-JNL-110-003 | ADSH-P-PO-GE-110 | JAHAN NOOR CO. LTD | DDP SITE | 3 |  | Sub Item | 6889210041 | 112179000152 | Plain washer M10 | 4800 |  |  |  |  | 4800 | Piece | 28
11 | OPI-JNL-110-003 | 2023-04-06 | SACR-PL-JNL-110-003 | ADSH-P-PO-GE-110 | JAHAN NOOR CO. LTD | DDP SITE | 3 |  | Sub Item | 6889210041 | 112179000153 | Spring washer M10 | 4800 |  |  |  |  | 4800 | Piece | 28
12 | OPI-JNL-110-003 | 2023-04-06 | SACR-PL-JNL-110-003 | ADSH-P-PO-GE-110 | JAHAN NOOR CO. LTD | DDP SITE | 3 |  | Sub Item | 6889210041 | 112179000154 | Ubolt suitable for Installation JB PLATE (H:88mm) | 2400 |  |  |  |  | 2400 | Piece | 40
13 | OPI-JNL-110-003 | 2023-04-06 | SACR-PL-JNL-110-003 | ADSH-P-PO-GE-110 | JAHAN NOOR CO. LTD | DDP SITE | 3 |  | Sub Item | 6889210041 | 112179000155 | Hex Nut M10 | 4800 |  |  |  |  | 4800 | Piece | 28
14 | OPI-JNL-110-003 | 2023-04-06 | SACR-PL-JNL-110-003 | ADSH-P-PO-GE-110 | JAHAN NOOR CO. LTD | DDP SITE | 3 |  | Sub Item | 6889210041 | 112179000156 | plain washer M10 | 4800 |  |  |  |  | 4800 | Piece | 28
15 | OPI-JNL-110-003 | 2023-04-06 | SACR-PL-JNL-110-003 | ADSH-P-PO-GE-110 | JAHAN NOOR CO. LTD | DDP SITE | 3 |  | Sub Item | 6889210041 | 112179000157 | Spring washer M10 | 4800 |  |  |  |  | 4800 | Piece | 28
16 | OPI-JNL-110-003 | 2023-04-06 | SACR-PL-JNL-110-003 | ADSH-P-PO-GE-110 | JAHAN NOOR CO. LTD | DDP SITE | 3 |  | Sub Item | 6889210041 | 112179000158 | End Cap | 2400 | 180 |  |  |  | 2220 | Piece | 7 | Advise Vendor of Overage/Shortage
17 | OPI-JNL-110-004 | 2023-05-31 | SACR-PL-JNL-110-004 | ADSH-P-PO-GE-110 | JAHAN NOOR CO. LTD | DDP SITE | 4 |  | Main Item | 6889310041 | 6889310041 | FOUNDATION MOUNTED LIGHTING POLE, Type 1, ,installation type "LD-08",2” Hot dip galvanized steel pipe with base plate, Pipe Length 4,000mm, For LED/Fluorescent fixtures,Equiped with JB base plate,Earth Lug | 120 | 2 |  |  |  | 118 | Piece | 2760 | Advise Vendor of Overage/Shortage
18 | OPI-JNL-110-004 | 2023-05-31 | SACR-PL-JNL-110-004 | ADSH-P-PO-GE-110 | JAHAN NOOR CO. LTD | DDP SITE | 4 |  | Main Item | 6889110021 | 6889110021 | BRACKET MOUNTED LIGHTING POLE, Type 1, ,installation type "LD-05", 2” Hot dip galvanized steel pipe, Pipe Length 2,400mm, For LED/Fluorescent fixtures, Earth Lug | 170 |  |  |  |  | 170 | Piece | 1700
19 | OPI-JNL-110-004 | 2023-05-31 | SACR-PL-JNL-110-004 | ADSH-P-PO-GE-110 | JAHAN NOOR CO. LTD | DDP SITE | 4 |  | Main Item | 6889510142 | 6889510142 | FLOOD LIGHT TOWER, Type 2,installation type "LD-56", 14m height, Equiped with Ladder and Fix Basket, Suitable for 1 to 16 no. Flood lighting fixtures (Symmetrical arrangement),Hot dip galvanized steel pipe,With base plate,Suitable for plant site condition,Completed with Adequate base plate for installation 2 Junction box (NF2 Type), 2 (two) adequate junction box at top of tower,Earth Lug | 60 |  |  |  |  | 60 | Piece | 180
20 | OPI-JNL-110-004 | 2023-05-31 | SACR-PL-JNL-110-004 | ADSH-P-PO-GE-110 | JAHAN NOOR CO. LTD | DDP SITE | 4 |  | Sub Item | 6889510142 | 6889510100 | 14M Floodlight tower part 2 | 60 |  |  |  |  | 60 | Piece | 180
21 | OPI-JNL-110-004 | 2023-05-31 | SACR-PL-JNL-110-004 | ADSH-P-PO-GE-110 | JAHAN NOOR CO. LTD | DDP SITE | 4 |  | Sub Item | 6889510142 | 6889510101 | basket 1200x1200x1000 | 60 |  |  |  |  | 60 | Piece | 3000
22 | OPI-JNL-110-004 | 2023-05-31 | SACR-PL-JNL-110-004 | ADSH-P-PO-GE-110 | JAHAN NOOR CO. LTD | DDP SITE | 4 |  | Sub Item | 6889510142 | 6889510102 | ladder part -1-6000 mm | 60 |  |  |  |  | 60 | Piece | 600
23 | OPI-JNL-110-004 | 2023-05-31 | SACR-PL-JNL-110-004 | ADSH-P-PO-GE-110 | JAHAN NOOR CO. LTD | DDP SITE | 4 |  | Sub Item | 6889510142 | 6889510103 | ladder part -2 -L-6000mm | 60 |  |  |  |  | 60 | Piece | 600
24 | OPI-JNL-110-004 | 2023-05-31 | SACR-PL-JNL-110-004 | ADSH-P-PO-GE-110 | JAHAN NOOR CO. LTD | DDP SITE | 4 |  | Sub Item | 6889510142 | 6889510104 | ladder part 3-L-600mm | 60 | 1 |  |  |  | 59 | Piece | 300 | Advise Vendor of Overage/Shortage
25 | OPI-JNL-110-004 | 2023-05-31 | SACR-PL-JNL-110-004 | ADSH-P-PO-GE-110 | JAHAN NOOR CO. LTD | DDP SITE | 4 |  | Sub Item | 6889510142 | 6889510105 | ladder belt part 1(50x3mm) | 180 |  |  |  |  | 180 | Piece | 1800
26 | OPI-JNL-110-004 | 2023-05-31 | SACR-PL-JNL-110-004 | ADSH-P-PO-GE-110 | JAHAN NOOR CO. LTD | DDP SITE | 4 |  | Sub Item | 6889510142 | 6889510106 | ladder belt part 2- (50x3mm) | 180 |  |  |  |  | 180 | Piece | 1800
27 | OPI-JNL-110-004 | 2023-05-31 | SACR-PL-JNL-110-004 | ADSH-P-PO-GE-110 | JAHAN NOOR CO. LTD | DDP SITE | 4 |  | Sub Item | 6889510142 | 6889510107 | ladder belt part 3- (50x3) L: 600mm | 180 |  |  |  |  | 180 | Piece | 900
28 | OPI-JNL-110-004 | 2023-05-31 | SACR-PL-JNL-110-004 | ADSH-P-PO-GE-110 | JAHAN NOOR CO. LTD | DDP SITE | 4 |  | Sub Item | 6889510142 | 6889510108 | ladder cage (belt 50x3) | 1260 | 76 |  |  |  | 1184 | Piece | 25200 | Advise Vendor of Overage/Shortage
29 | OPI-JNL-110-004 | 2023-05-31 | SACR-PL-JNL-110-004 | ADSH-P-PO-GE-110 | JAHAN NOOR CO. LTD | DDP SITE | 4 |  | Sub Item | 6889510142 | 6889510109 | Bolt M10x30 for installation JB Plate | 240 |  |  |  |  | 240 | Piece | 250
30 | OPI-JNL-110-004 | 2023-05-31 | SACR-PL-JNL-110-004 | ADSH-P-PO-GE-110 | JAHAN NOOR CO. LTD | DDP SITE | 4 |  | Sub Item | 6889510142 | 6889510110 | Nut M10 for installation JB plate | 240 |  |  |  |  | 240 | Piece | 250
31 | OPI-JNL-110-004 | 2023-05-31 | SACR-PL-JNL-110-004 | ADSH-P-PO-GE-110 | JAHAN NOOR CO. LTD | DDP SITE | 4 |  | Sub Item | 6889510142 | 6889510111 | plain washer M10 for installation JB Plate | 240 |  |  |  |  | 240 | Piece | 100
32 | OPI-JNL-110-004 | 2023-05-31 | SACR-PL-JNL-110-004 | ADSH-P-PO-GE-110 | JAHAN NOOR CO. LTD | DDP SITE | 4 |  | Sub Item | 6889510142 | 6889510112 | Spring washer M10 For installation JB plate | 240 |  |  |  |  | 240 | Piece | 100
33 | OPI-JNL-110-004 | 2023-05-31 | SACR-PL-JNL-110-004 | ADSH-P-PO-GE-110 | JAHAN NOOR CO. LTD | DDP SITE | 4 |  | Sub Item | 6889510142 | 6889510113 | Bolt M10x30 for ladder fixation | 480 |  |  |  |  | 480 | Piece | 250
34 | OPI-JNL-110-004 | 2023-05-31 | SACR-PL-JNL-110-004 | ADSH-P-PO-GE-110 | JAHAN NOOR CO. LTD | DDP SITE | 4 |  | Sub Item | 6889110021 | 6889510114 | Ubolt M10 Suitable for pipe 2" for installation lighting pole | 340 |  |  |  |  | 340 | Piece | 250
35 | OPI-JNL-110-004 | 2023-05-31 | SACR-PL-JNL-110-004 | ADSH-P-PO-GE-110 | JAHAN NOOR CO. LTD | DDP SITE | 4 |  | Sub Item | 6889110021 | 6889510115 | Hex nut M10 | 680 |  |  |  |  | 680 | Piece | 250
36 | OPI-JNL-110-004 | 2023-05-31 | SACR-PL-JNL-110-004 | ADSH-P-PO-GE-110 | JAHAN NOOR CO. LTD | DDP SITE | 4 |  | Sub Item | 6889110021 | 6889510116 | Plain washer M10 | 680 |  |  |  |  | 680 | Piece | 250
37 | OPI-JNL-110-004 | 2023-05-31 | SACR-PL-JNL-110-004 | ADSH-P-PO-GE-110 | JAHAN NOOR CO. LTD | DDP SITE | 4 |  | Sub Item | 6889110021 | 6889510117 | Spring washer M10 | 680 |  |  |  |  | 680 | Piece | 250
38 | OPI-JNL-110-004 | 2023-05-31 | SACR-PL-JNL-110-004 | ADSH-P-PO-GE-110 | JAHAN NOOR CO. LTD | DDP SITE | 4 |  | Sub Item | 6889110021 | 6889510118 | Cap suitable for Pipe 2" | 340 |  |  |  |  | 340 | Piece | 250
39 | OPI-JNL-110-004 | 2023-05-31 | SACR-PL-JNL-110-004 | ADSH-P-PO-GE-110 | JAHAN NOOR CO. LTD | DDP SITE | 4 |  | Sub Item | 6889310041 | 6889510119 | Ubolt M10 Suitable for pipe 2" for installation lighting pole | 240 |  | 65 |  |  | 305 | Piece | 250 | Advise Vendor of Overage/Shortage
40 | OPI-JNL-110-004 | 2023-05-31 | SACR-PL-JNL-110-004 | ADSH-P-PO-GE-110 | JAHAN NOOR CO. LTD | DDP SITE | 4 |  | Sub Item | 6889310041 | 6889510120 | Hex nut M10 | 480 |  |  |  |  | 480 | Piece | 250
41 | OPI-JNL-110-004 | 2023-05-31 | SACR-PL-JNL-110-004 | ADSH-P-PO-GE-110 | JAHAN NOOR CO. LTD | DDP SITE | 4 |  | Sub Item | 6889310041 | 6889510121 | Plain washer M10 | 480 |  |  |  |  | 480 | Piece | 250
42 | OPI-JNL-110-004 | 2023-05-31 | SACR-PL-JNL-110-004 | ADSH-P-PO-GE-110 | JAHAN NOOR CO. LTD | DDP SITE | 4 |  | Sub Item | 6889310041 | 6889510122 | Spring washer M10 | 480 |  |  |  |  | 480 | Piece | 250
43 | OPI-JNL-110-004 | 2023-05-31 | SACR-PL-JNL-110-004 | ADSH-P-PO-GE-110 | JAHAN NOOR CO. LTD | DDP SITE | 4 |  | Sub Item | 6889310041 | 6889510123 | cap suitable for Pipe 2" | 120 |  |  |  |  | 120 | Piece | 250
44 | OPI-JNL-110-004 | 2023-05-31 | SACR-PL-JNL-110-004 | ADSH-P-PO-GE-110 | JAHAN NOOR CO. LTD | DDP SITE | 4 |  | Sub Item | 6889510142 | 6889510124 | Bolt M24X60 For Installation Basket | 360 |  |  |  |  | 360 | Piece | 250
45 | OPI-JNL-110-004 | 2023-05-31 | SACR-PL-JNL-110-004 | ADSH-P-PO-GE-110 | JAHAN NOOR CO. LTD | DDP SITE | 4 |  | Sub Item | 6889510142 | 6889510125 | Nut M24 for installation Basket | 360 |  |  |  |  | 360 | Piece | 250
46 | OPI-JNL-110-004 | 2023-05-31 | SACR-PL-JNL-110-004 | ADSH-P-PO-GE-110 | JAHAN NOOR CO. LTD | DDP SITE | 4 |  | Sub Item | 6889510142 | 6889510126 | Plain washer M24 for installation basket | 360 |  |  |  |  | 360 | Piece | 250
47 | OPI-JNL-110-004 | 2023-05-31 | SACR-PL-JNL-110-004 | ADSH-P-PO-GE-110 | JAHAN NOOR CO. LTD | DDP SITE | 4 |  | Sub Item | 6889510142 | 6889510127 | Spring washer M24 For installation basket | 360 |  |  |  |  | 360 | Piece | 250
48 | OPI-JNL-110-004 | 2023-05-31 | SACR-PL-JNL-110-004 | ADSH-P-PO-GE-110 | JAHAN NOOR CO. LTD | DDP SITE | 4 |  | Sub Item | 6889510142 | 6889510128 | Bolt M8x20 for installation cage | 6300 |  |  |  |  | 6300 | Piece | 250
49 | OPI-JNL-110-004 | 2023-05-31 | SACR-PL-JNL-110-004 | ADSH-P-PO-GE-110 | JAHAN NOOR CO. LTD | DDP SITE | 4 |  | Sub Item | 6889510142 | 6889510129 | Nut M8 For installation cage | 6300 |  |  |  |  | 6300 | Piece | 250
50 | OPI-JNL-110-004 | 2023-05-31 | SACR-PL-JNL-110-004 | ADSH-P-PO-GE-110 | JAHAN NOOR CO. LTD | DDP SITE | 4 |  | Sub Item | 6889510142 | 6889510130 | Plain washer M8 For installation cage | 6300 |  |  |  |  | 6300 | Piece | 250
51 | OPI-JNL-110-004 | 2023-05-31 | SACR-PL-JNL-110-004 | ADSH-P-PO-GE-110 | JAHAN NOOR CO. LTD | DDP SITE | 4 |  | Sub Item | 6889510142 | 6889510131 | Spring washer M8 for Installation cage | 6300 |  |  |  |  | 6300 | Piece | 250
52 | OPI-JNL-110-004 | 2023-05-31 | SACR-PL-JNL-110-004 | ADSH-P-PO-GE-110 | JAHAN NOOR CO. LTD | DDP SITE | 4 |  | Sub Item | 6889310041 | 6889510132 | JB plate 300x300x3 | 60 |  |  |  |  | 60 | Piece | 100
53 | OPI-JNL-110-004 | 2023-05-31 | SACR-PL-JNL-110-004 | ADSH-P-PO-GE-110 | JAHAN NOOR CO. LTD | DDP SITE | 4 |  | Sub Item | 6889310041 | 6889510133 | JB PLATE 300x300x3 | 60 |  |  |  |  | 60 | Piece
54 | OPI-JNL-110-005 | 2023-08-15 | SACR-PL-JNL-110-005 | ADSH-P-PO-GE-110 | JAHAN NOOR CO. LTD | DDP SITE | 5 |  | Main Item | 6889310041 | 6889310041 | FOUNDATION MOUNTED LIGHTING POLE, Type 1, ,installation type "LD-08",2” Hot dip galvanized steel pipe with base plate, Pipe Length 4,000mm, For LED/Fluorescent fixtures,Equiped with JB base plate,Earth Lug | 2 |  |  |  |  | 2 | Piece | 46
55 | OPI-JNL-110-005 | 2023-08-15 | SACR-PL-JNL-110-005 | ADSH-P-PO-GE-110 | JAHAN NOOR CO. LTD | DDP SITE | 5 |  | Sub Item | 6889510142 | 6889510105 | Ladder Cage (Belt 50x3 mm) (Shortage) | 76 |  |  |  |  | 76 | Piece | 380
56 | OPI-JNL-110-005 | 2023-08-15 | SACR-PL-JNL-110-005 | ADSH-P-PO-GE-110 | JAHAN NOOR CO. LTD | DDP SITE | 5 |  | Sub Item | 6889510142 | 6889510107 | Ladder Part-3 L=600 mm (Shortage) | 1 |  |  |  |  | 1 | Piece | 3
57 | OPI-JNL-110-005 | 2023-08-15 | SACR-PL-JNL-110-005 | ADSH-P-PO-GE-110 | JAHAN NOOR CO. LTD | DDP SITE | 5 |  | Main Item | 6889410101 | 6889410101 | STREET LIGHTING POLE, SINGLE ARM, Type 1,installation type "LD-49", 10m height, Hot dip galvanized steel pole with base plate, Minimum thickness: 3 mm (Refer to related Installation standard), Tilt:15 Deg., Suitable for installing one 250W street lighting fixture, Suitable for Plant site condition, Completed with One Single Curved Upper Pipe (2m),Pole base plate,Adequate base plate for Junction box (NS1 Type), Earth Lug | 12 |  |  |  |  | 12 | Piece | 1080
58 | OPI-JNL-110-005 | 2023-08-15 | SACR-PL-JNL-110-005 | ADSH-P-PO-GE-110 | JAHAN NOOR CO. LTD | DDP SITE | 5 |  | Main Item | 6889410101 | 6889410101 | STREET LIGHTING POLE, SINGLE ARM, Type 1,installation type "LD-49", 10m height, Hot dip galvanized steel pole with base plate, Minimum thickness: 3 mm (Refer to related Installation standard), Tilt:15 Deg., Suitable for installing one 250W street lighting fixture, Suitable for Plant site condition, Completed with One Single Curved Upper Pipe (2m),Pole base plate,Adequate base plate for Junction box (NS1 Type), Earth Lug | 12 |  |  |  |  | 12 | Piece | 1080
59 | OPI-JNL-110-005 | 2023-08-15 | SACR-PL-JNL-110-005 | ADSH-P-PO-GE-110 | JAHAN NOOR CO. LTD | DDP SITE | 5 |  | Main Item | 6889410101 | 6889410101 | STREET LIGHTING POLE, SINGLE ARM, Type 1,installation type "LD-49", 10m height, Hot dip galvanized steel pole with base plate, Minimum thickness: 3 mm (Refer to related Installation standard), Tilt:15 Deg., Suitable for installing one 250W street lighting fixture, Suitable for Plant site condition, Completed with One Single Curved Upper Pipe (2m),Pole base plate,Adequate base plate for Junction box (NS1 Type), Earth Lug | 12 |  |  |  |  | 12 | Piece | 1080
60 | OPI-JNL-110-005 | 2023-08-15 | SACR-PL-JNL-110-005 | ADSH-P-PO-GE-110 | JAHAN NOOR CO. LTD | DDP SITE | 5 |  | Main Item | 6889410101 | 6889410101 | STREET LIGHTING POLE, SINGLE ARM, Type 1,installation type "LD-49", 10m height, Hot dip galvanized steel pole with base plate, Minimum thickness: 3 mm (Refer to related Installation standard), Tilt:15 Deg., Suitable for installing one 250W street lighting fixture, Suitable for Plant site condition, Completed with One Single Curved Upper Pipe (2m),Pole base plate,Adequate base plate for Junction box (NS1 Type), Earth Lug | 12 |  |  |  |  | 12 | Piece | 1080
61 | OPI-JNL-110-005 | 2023-08-15 | SACR-PL-JNL-110-005 | ADSH-P-PO-GE-110 | JAHAN NOOR CO. LTD | DDP SITE | 5 |  | Main Item | 6889410101 | 6889410101 | STREET LIGHTING POLE, SINGLE ARM, Type 1,installation type "LD-49", 10m height, Hot dip galvanized steel pole with base plate, Minimum thickness: 3 mm (Refer to related Installation standard), Tilt:15 Deg., Suitable for installing one 250W street lighting fixture, Suitable for Plant site condition, Completed with One Single Curved Upper Pipe (2m),Pole base plate,Adequate base plate for Junction box (NS1 Type), Earth Lug | 8 |  |  |  |  | 8 | Piece | 1080
62 | OPI-JNL-110-005 | 2023-08-15 | SACR-PL-JNL-110-005 | ADSH-P-PO-GE-110 | JAHAN NOOR CO. LTD | DDP SITE | 5 |  | Main Item | 6889410101 | 6889410101 | STREET LIGHTING POLE, SINGLE ARM, Type 1,installation type "LD-49", 10m height, Hot dip galvanized steel pole with base plate, Minimum thickness: 3 mm (Refer to related Installation standard), Tilt:15 Deg., Suitable for installing one 250W street lighting fixture, Suitable for Plant site condition, Completed with One Single Curved Upper Pipe (2m),Pole base plate,Adequate base plate for Junction box (NS1 Type), Earth Lug | 12 |  |  |  |  | 12 | Piece | 1080
63 | OPI-JNL-110-005 | 2023-08-15 | SACR-PL-JNL-110-005 | ADSH-P-PO-GE-110 | JAHAN NOOR CO. LTD | DDP SITE | 5 |  | Sub Item | 6889410101 | 6889510112 | 10 m Street Lighting Pole-Part-2 | 22 |  |  |  |  | 22 | Piece | 1100
64 | OPI-JNL-110-005 | 2023-08-15 | SACR-PL-JNL-110-005 | ADSH-P-PO-GE-110 | JAHAN NOOR CO. LTD | DDP SITE | 5 |  | Sub Item | 6889410101 | 6889510112 | 10 m Street Lighting Pole-Part-2 | 22 |  |  |  |  | 22 | Piece | 1100
65 | OPI-JNL-110-005 | 2023-08-15 | SACR-PL-JNL-110-005 | ADSH-P-PO-GE-110 | JAHAN NOOR CO. LTD | DDP SITE | 5 |  | Sub Item | 6889410101 | 6889510112 | 10 m Street Lighting Pole-Part-2 | 24 |  |  |  |  | 24 | Piece | 1200
66 | OPI-JNL-110-005 | 2023-08-15 | SACR-PL-JNL-110-005 | ADSH-P-PO-GE-110 | JAHAN NOOR CO. LTD | DDP SITE | 5 |  | Sub Item | 6889410101 | 6889510113 | Street Light Head-1 Side | 34 |  |  |  |  | 34 | Piece | 340
67 | OPI-JNL-110-005 | 2023-08-15 | SACR-PL-JNL-110-005 | ADSH-P-PO-GE-110 | JAHAN NOOR CO. LTD | DDP SITE | 5 |  | Sub Item | 6889410101 | 6889510113 | Street Light Head-1 Side | 34 | 2 |  |  |  | 32 | Piece | 340 | Advise Vendor of Overage/Shortage
68 | OPI-JNL-110-005 | 2023-08-15 | SACR-PL-JNL-110-005 | ADSH-P-PO-GE-110 | JAHAN NOOR CO. LTD | DDP SITE | 5 |  | Sub Item | 6889410101 | 4889510114 | Bolt M10x30 | 1400 |  |  |  |  | 1400 | Piece | 40
69 | OPI-JNL-110-005 | 2023-08-15 | SACR-PL-JNL-110-005 | ADSH-P-PO-GE-110 | JAHAN NOOR CO. LTD | DDP SITE | 5 |  | Sub Item | 6889410101 | 4889510115 | Nut M10 | 280 |  |  |  |  | 280 | Piece | 25
70 | OPI-JNL-110-005 | 2023-08-15 | SACR-PL-JNL-110-005 | ADSH-P-PO-GE-110 | JAHAN NOOR CO. LTD | DDP SITE | 5 |  | Sub Item | 6889410101 | 4889510116 | Flat Washer M10 | 280 |  |  |  |  | 280 | Piece | 6
71 | OPI-JNL-110-005 | 2023-08-15 | SACR-PL-JNL-110-005 | ADSH-P-PO-GE-110 | JAHAN NOOR CO. LTD | DDP SITE | 5 |  | Sub Item | 6889410101 | 4889510117 | Spring Washer M10 | 280 |  |  |  |  | 280 | Piece | 6
72 | OPI-JNL-110-005 | 2023-08-15 | SACR-PL-JNL-110-005 | ADSH-P-PO-GE-110 | JAHAN NOOR CO. LTD | DDP SITE | 5 |  | Sub Item | 6889510142 | 112098001120 | M20 brass made nickle plate cable gland for non armored cable | 3 |  |  |  |  | 3 | Piece | 1
73 | OPI-JNL-110-005 | 2023-08-15 | SACR-PL-JNL-110-005 | ADSH-P-PO-GE-110 | JAHAN NOOR CO. LTD | DDP SITE | 5 |  | Sub Item | 6889210041 | 112179000158 | End cap | 180 |  |  |  |  | 180 | Piece | 2
74 | OPI-JNL-110-006 | 2023-09-16 | SACR-PL-JNL-110-006 | ADSH-P-PO-GE-110 | JAHAN NOOR CO. LTD | DDP SITE | 6 |  | Main Item | 6889410101 | 6889410101 | STREET LIGHTING POLE, SINGLE ARM, Type 1,installation type "LD-49", 10m height, Hot dip galvanized steel pole with base plate, Minimum thickness: 3 mm (Refer to related Installation standard), Tilt:15 Deg., Suitable for installing one 250W street lighting fixture, Suitable for Plant site condition, Completed with One Single Curved Upper Pipe (2m),Pole base plate,Adequate base plate for Junction box (NS1 Type), Earth Lug | 72 |  |  |  |  | 72 | Piece | 3600
75 | OPI-JNL-110-006 | 2023-09-16 | SACR-PL-JNL-110-006 | ADSH-P-PO-GE-110 | JAHAN NOOR CO. LTD | DDP SITE | 6 |  | Sub Item | 6889410101 | 1 | 10 m Street Lighting Pole-Part-2 | 72 |  |  |  |  | 72 | Piece | 3400
76 | OPI-JNL-110-006 | 2023-09-16 | SACR-PL-JNL-110-006 | ADSH-P-PO-GE-110 | JAHAN NOOR CO. LTD | DDP SITE | 6 |  | Sub Item | 6889410102 | 2 | 10 m Street Lighting Pole-Part-2 | 30 |  |  |  |  | 30 | Piece | 1500
77 | OPI-JNL-110-006 | 2023-09-16 | SACR-PL-JNL-110-006 | ADSH-P-PO-GE-110 | JAHAN NOOR CO. LTD | DDP SITE | 6 |  | Sub Item | 6889510101 | 3 | 10m Flood light Tower-Part 2 | 28 |  |  |  |  | 28 | Piece | 1400
78 | OPI-JNL-110-006 | 2023-09-16 | SACR-PL-JNL-110-006 | ADSH-P-PO-GE-110 | JAHAN NOOR CO. LTD | DDP SITE | 6 |  | Sub Item | 6889410101 | 4 | Street Light Head-1 Side | 74 |  |  |  |  | 74 | Piece | 370
79 | OPI-JNL-110-006 | 2023-09-16 | SACR-PL-JNL-110-006 | ADSH-P-PO-GE-110 | JAHAN NOOR CO. LTD | DDP SITE | 6 |  | Main Item | 6889410102 | 6889410102 | STREET LIGHTING POLE, DOUBLE ARM, Type 2, ,installation type "LD-49", 10m height, Hot dip galvanized steel pole with base plate, Minimum thickness: 3 mm (Refer to related Installation standard, Tilt:15 Deg., Suitable for installing two 250W street lighting fixture, Suitable for Plant site condition, Completed with Two Single Curved Upper Pipe (2m), Pole base Plate, Adequate base plate for Junction box (NS1 Type), Earth Lug | 30 |  |  |  |  | 30 | Piece | 150
80 | OPI-JNL-110-006 | 2023-09-16 | SACR-PL-JNL-110-006 | ADSH-P-PO-GE-110 | JAHAN NOOR CO. LTD | DDP SITE | 6 |  | Sub Item | 6889410102 | 5 | Street Light Head-2 Side | 30 |  |  |  |  | 30 | Piece | 300
81 | OPI-JNL-110-006 | 2023-09-16 | SACR-PL-JNL-110-006 | ADSH-P-PO-GE-110 | JAHAN NOOR CO. LTD | DDP SITE | 6 |  | Main Item | 6889510101 | 6889510101 | FLOOD LIGHT TOWER,Type 1,installation type "LD-55", 10m height, Suitable for 8 no. Flood lighting fixtures (Unsymmetrical/side arrangement), Hot dip galvanized steel pipe with base plate, Suitable for plant site condition, Completed with Adequate Base plate for installation 2 Junction box (NF2 Type), Earth Lug | 28 |  |  |  |  | 28 | Piece | 1400
82 | OPI-JNL-110-006 | 2023-09-16 | SACR-PL-JNL-110-006 | ADSH-P-PO-GE-110 | JAHAN NOOR CO. LTD | DDP SITE | 6 |  | Sub Item | 6889510101 | 6 | Head suitable for installation flood lights | 28 |  |  |  |  | 28 | Piece | 168
83 | OPI-JNL-110-006 | 2023-09-16 | SACR-PL-JNL-110-006 | ADSH-P-PO-GE-110 | JAHAN NOOR CO. LTD | DDP SITE | 6 |  | Sub Item | 6889510101 | 7 | Bolt M10x30 | 336 | 16 |  |  |  | 320 | Piece |  | Advise Vendor of Overage/Shortage
84 | OPI-JNL-110-006 | 2023-09-16 | SACR-PL-JNL-110-006 | ADSH-P-PO-GE-110 | JAHAN NOOR CO. LTD | DDP SITE | 6 |  | Sub Item | 6889510101 | 8 | Nut M10 | 112 |  |  |  |  | 112 | Piece
85 | OPI-JNL-110-006 | 2023-09-16 | SACR-PL-JNL-110-006 | ADSH-P-PO-GE-110 | JAHAN NOOR CO. LTD | DDP SITE | 6 |  | Sub Item | 6889510101 | 9 | Flat Washer M10 | 112 |  |  |  |  | 112 | Piece
86 | OPI-JNL-110-006 | 2023-09-16 | SACR-PL-JNL-110-006 | ADSH-P-PO-GE-110 | JAHAN NOOR CO. LTD | DDP SITE | 6 |  | Sub Item | 6889510101 | 10 | Spring Washer M10 | 112 |  |  |  |  | 112 | Piece
87 | OPI-JNL-110-006 | 2023-09-16 | SACR-PL-JNL-110-006 | ADSH-P-PO-GE-110 | JAHAN NOOR CO. LTD | DDP SITE | 6 |  | Sub Item | 6889410102 | 12 | Bolt M10x30 | 300 |  |  |  |  | 300 | Piece
88 | OPI-JNL-110-006 | 2023-09-16 | SACR-PL-JNL-110-006 | ADSH-P-PO-GE-110 | JAHAN NOOR CO. LTD | DDP SITE | 6 |  | Sub Item | 6889410102 | 13 | Nut M10 | 60 |  |  |  |  | 60 | Piece
89 | OPI-JNL-110-006 | 2023-09-16 | SACR-PL-JNL-110-006 | ADSH-P-PO-GE-110 | JAHAN NOOR CO. LTD | DDP SITE | 6 |  | Sub Item | 6889410102 | 14 | Flat Washer M10 | 60 |  |  |  |  | 60 | Piece
90 | OPI-JNL-110-006 | 2023-09-16 | SACR-PL-JNL-110-006 | ADSH-P-PO-GE-110 | JAHAN NOOR CO. LTD | DDP SITE | 6 |  | Sub Item | 6889410102 | 15 | Spring Washer M10 | 60 |  |  |  |  | 60 | Piece
91 | OPI-JNL-110-006 | 2023-09-16 | SACR-PL-JNL-110-006 | ADSH-P-PO-GE-110 | JAHAN NOOR CO. LTD | DDP SITE | 6 |  | Sub Item | 6889410102 | 16 | JB Plate 370 x370 x3 | 30 |  |  |  |  | 30 | Piece | 425
92 | OPI-JNL-110-006 | 2023-09-16 | SACR-PL-JNL-110-006 | ADSH-P-PO-GE-110 | JAHAN NOOR CO. LTD | DDP SITE | 6 |  | Sub Item | 6889510142 | 17 | JB Plate 300 x350 x3 | 120 |  |  |  |  | 120 | Piece | 1685
93 | OPI-JNL-110-006 | 2023-09-16 | SACR-PL-JNL-110-006 | ADSH-P-PO-GE-110 | JAHAN NOOR CO. LTD | DDP SITE | 6 |  | Sub Item | 6889510101 | 18 | JB Plate 300 x350 x3 | 56 |  |  |  |  | 56 | Piece | 800
94 | OPI-JNL-110-006 | 2023-09-16 | SACR-PL-JNL-110-006 | ADSH-P-PO-GE-110 | JAHAN NOOR CO. LTD | DDP SITE | 6 |  | Sub Item | 6889410101 | 19 | JB Plate 370 x370 x3 | 140 |  |  |  |  | 140 | Piece | 2000
95 | OPI-JNL-110-007 | 2023-09-26 | SACR-PL-JNL-110-007 | ADSH-P-PO-GE-110 | JAHAN NOOR CO. LTD | DDP SITE | 7 |  | Sub Item | 6889510101 | Related to 6889510101 | Bolt M10x30 | 16 |  |  |  |  | 16 | Piece | 1 |  | Related to OSDR-JNL-110-005
79662

## Sheet1
# | Identity | Category | Mark No. | Description | Unit | Supply | Packing List | Receipt
1 | Bulk | - | 6962165301 | "400 Watt Metal Halide Flood light with Lamp, 230 V, 50 Hz , Industrial weatherproof , Housing made of Diecast Aluminum , Reflector made of Andonized Aluminium , Magnetic ballast with PF corrective capacitor , Lighting Fixture 26000 lumen, 3 pole terminal block suitable for 3x4mm2 cable (Through wiring ) , Equipped with One cable entry with M20 Gland Brass made nickel plated for Non armored cable ,One M20-brass made nickel plated Stopping Plug ,Fixture IP 65 , Dimension :535x400x165 mm, Structure mounted (LD-45)" | Set | 40 | 40 | 40
2 | Bulk | - | 6962164301 | "400 Watt Metal Halide Flood light with Lamp, 230 V, 50 Hz , Industrial weatherproof , Housing made of Diecast Aluminum , Reflector made of Andonized Aluminium , Magnetic ballast with PF corrective capacitor , Lighting Fixture 26000 lumen, 3 pole terminal block suitable for 3x4mm2 cable (Through wiring ) , Equipped with One cable entry with M20 Gland Brass made nickel plated for Non armored cable ,One M20-brass made nickel plated Stopping Plug ,Fixture IP 65 , Dimension :535x400x165 mm, Pole mounted (LD-51)" | Set | 280 | 280 | 280
3 | Bulk | - | 6962413301 | HIGH BAY LIGHTING FIXTURE, WITH LED PANEL, Weather Proof Type, IP55, 200W, 230V AC, 50Hz, Enclosure material: Painted Metallic body, Connection box to be provided for Cable entry, 2xM20 cable entries equipped with 1 cable glands and 1 stopping plug, double sealed for steel wire armored cable, Min. Luman: 26,000 lm, Suspended Mounted "LD-42" | Set | 1 | 35 | 35
4 | Bulk | - | 6962356301 | LED Lighting Fixture, Weather Proof, IP55, With 40 W LED Panel, 230V AC, 50Hz, Surface Mounted (LD-11B) | Piece | 1 | 307 | -
5 | Bulk | - | 6962359301 | LED LIGHTING FIXTURE, WITH LED PANEL, Weather Proof Type, IP55, 40W, 230V AC, 50Hz, Enclosure material: Painted Metallic body, Connection box to be provided for Cable entry 2xM20 cable entries equipped with 2 cable glands, double sealed for steel wire armored cable, Min. Luman: 4,600 lm, Stanchion mounted "LD-08" | Set | 1 | - | -
6 | Bulk | - | 6962124301 | FLOOD LIGHTING FIXTURE, With LED Panel, Weather Proof Type, IP55, 200W, 230VAC, 50Hz, Enclosure material: Painted Metallic body, Connection box to be provided for Cable entry, 2xM20 cable entries equipped with 1 cable glands and 1 stopping plug, double sealed for steel wire armored cable, Min. Luman: 26,000 lm, Pole mounted "LD-51" | Set | 1 | - | -
7 | Bulk | - | 6962125301 | FLOOD LIGHTING FIXTURE, With LED Panel, Weather Proof Type, IP55, 200W, 230VAC, 50Hz, Enclosure material: Painted Metallic body, Connection box to be provided for Cable entry, 2xM20 cable entries equipped with 1 cable glands and 1 stopping plug, double sealed for steel wire armored cable, Min. Luman: 26,000 lm, Structure Mounted "LD-45" | Set | 1 | - | -
8 | Bulk | - | 6962357301 | LED LIGHTING FIXTURE, WITH LED PANEL, Weather Proof Type, IP55, 40W, 230V AC, 50Hz, Enclosure material: Painted Metallic body, Connection box to be provided for Cable entry 2xM20 cable entries equipped with 2 cable glands, double sealed for steel wire armored cable, Min. Luman: 4,600 lm, Bracket mounted "LD-05" | Set | 1 | - | -
9 | Bulk | - | 6962358301 | LED LIGHTING FIXTURE, WITH LED PANEL, Weather Proof Type, IP55, 40W, 230V AC, 50Hz, Enclosure material: Painted Metallic body, Connection box to be provided for Cable entry 2xM20 cable entries equipped with 2 cable glands, double sealed for steel wire armored cable, Min. Luman: 4,600 lm, Handrail supported "LD-07" | Set | 1 | - | -
10 | Bulk | - | 6962357311 | LED LIGHTING FIXTURE, WITH LED PANEL, Weather Proof Type, IP55, 40W, 230V AC, 50Hz, Battery back up Type (min. 90min), Enclosure material: Painted Metallic body, Connection box to be provided for Cable entry 2xM20 cable entries equipped with 2 cable glands, double sealed for steel wire armored cable, Min. Luman: 4,600 lm, Bracket mounted "LD-05" | Set | 1 | - | -
11 | Bulk | - | 6962358311 | LED LIGHTING FIXTURE, WITH LED PANEL, Weather Proof Type, IP55, 40W, 230V AC, 50Hz, Battery back up Type (min. 90min), Enclosure material: Painted Metallic body, Connection box to be provided for Cable entry 2xM20 cable entries equipped with 2 cable glands, double sealed for steel wire armored cable, Min. Luman: 4,600 lm, Handrail supported "LD-07" | Set | 1 | - | -
12 | Bulk | - | 6962514301 | STREET LIGHTING FIXTURE, WITH METAL HALIDE LAMP (HIT), Weather Proof, IP55, 250 W, 230 V, 50 Hz, Made of one Piece Die-Cast Aluminum with Brightened & Anodized Aluminum Reflector, Porcelain Lamp holder E40, Shock & Thermal Resistant Glass Bowl Diffuser, Capable for installing on 50~100 mm Diameter Pipe with Mounting facilities, Min. Luman: 26,000 lm, Pole mounted "LD-49" | Set | 1 | 175 | 174
13 | Bulk | - | 6962356311 | LED LIGHTING FIXTURE, WITH LED PANEL, Weather Proof Type, IP55, 40W, 230V AC, 50Hz, Battery back up Type (min. 90min), Enclosure material: Painted Metallic body, Connection box to be provided for Cable entry 2xM20 cable entries equipped with 2 cable glands, double sealed for steel wire armored cable, Min. Luman: 4,600 lm, Surface mounted (LD-01) | Set | 1 | - | -
14 | Bulk | - | 6962346301 | 24W LED Weather Proof lighting fixture , 230 V. 50 Hz , Industrial weatherproof , Enclosure made of Extruded Aluminum , End cap made of diecast aluminum , Diffuser made of Acrylics sheet , Electronic driver , 24 watt Module , 100 lumen/ watt -2400Lm , CRI>80 , 4000k , 3 pole terminal block suitable for 3x4mm2 cable (Through wiring ) , Equipped with Two cable entry with M20 gland Brass made nickel plated for armored cable , IP 65 , Dimension :621x91x78 , Surface mounted (LD-01) | Set | 1 | 230 | 228