## Packing List Items
# | Opi No. | Date | Packing List No. | Purchase Order | Consignee | Destination | Shipment No. | Material Description | Category | Main Material | Mark No. | Description | Pl Quantity | Shortage | Overage | Damage | Incorrect | Accepted | Unit | Weight/Unit | Action Code | Remark
1 | OPI-SIS-043(A)-002 | 2022-01-22 | SACR-PL-SIS-043(A)-001 | ADISH-P-PO-GE-043(A) | SISICO | DDP Site | 1 |  | Main Item | - | SA-IG-PI-TU-1.1/2" | TUBI , GALVANIZED CARBON STEEL PIPE SMLS SCH 40 , ASTM A 106 , 1.1/2" | 156 |  |  |  |  | 156 | Meter |  |  | یک شاخه از وسط لوله BENDمیباشد و یک شاخه از اول لوله به مقدار یک مترBENDمیباشد | INV#180
2 | OPI-SIS-043(A)-002 | 2022-01-22 | SACR-PL-SIS-043(A)-001 | ADISH-P-PO-GE-043(A) | SISICO | DDP Site | 1 |  | Main Item | - | SA-IG-PI-TU-1.1/4" | TUBI , GALVANIZED CARBON STEEL PIPE SMLS SCH 40 , ASTM A 106 , 1.1/4" | 114 |  |  |  |  | 114 | Meter |  |  |  | INV#180
3 | OPI-SIS-043(A)-002 | 2022-01-22 | SACR-PL-SIS-043(A)-001 | ADISH-P-PO-GE-043(A) | SISICO | DDP Site | 1 |  | Main Item | - | SA-IG-PI-TU-1" | TUBI , GALVANIZED CARBON STEEL PIPE SMLS SCH 40 , ASTM A 106 , 1" | 210 |  |  |  |  | 210 | Meter |  |  |  | INV#180
4 | OPI-SIS-043(A)-002 | 2022-01-22 | SACR-PL-SIS-043(A)-001 | ADISH-P-PO-GE-043(A) | SISICO | DDP Site | 1 |  | Main Item | - | SA-IG-PI-TU-1/2" | TUBI , GALVANIZED CARBON STEEL PIPE SMLS SCH 40 , ASTM A 106 , 1/2" | 6 |  |  |  |  | 6 | Meter |  |  |  | INV#180
5 | OPI-SIS-043(A)-002 | 2022-01-22 | SACR-PL-SIS-043(A)-001 | ADISH-P-PO-GE-043(A) | SISICO | DDP Site | 1 |  | Main Item | - | SA-IG-PI-TU-2.1/2" | TUBI , GALVANIZED CARBON STEEL PIPE SMLS SCH 40 , ASTM A 106 , 2.1/2" | 102 |  |  |  |  | 102 | Meter |  |  |  | INV#180
6 | OPI-SIS-043(A)-002 | 2022-01-22 | SACR-PL-SIS-043(A)-001 | ADISH-P-PO-GE-043(A) | SISICO | DDP Site | 1 |  | Main Item | - | SA-IG-PI-TU-2" | TUBI , GALVANIZED CARBON STEEL PIPE SMLS SCH 40 , ASTM A 106 , 2" | 258 |  |  |  |  | 258 | Meter |  |  |  | INV#180
7 | OPI-SIS-043(A)-002 | 2022-01-22 | SACR-PL-SIS-043(A)-001 | ADISH-P-PO-GE-043(A) | SISICO | DDP Site | 1 |  | Main Item | - | SA-IG-PI-TU-3" | TUBI , GALVANIZED CARBON STEEL PIPE SMLS SCH 40 , ASTM A 106 , 3" | 36 |  |  |  |  | 36 | Meter |  |  |  | INV#180
8 | OPI-SIS-043(A)-002 | 2022-01-22 | SACR-PL-SIS-043(A)-001 | ADISH-P-PO-GE-043(A) | SISICO | DDP Site | 1 |  | Main Item | - | SA-IG-PI-TU-3/4" | TUBI , GALVANIZED CARBON STEEL PIPE SMLS SCH 40 , ASTM A 106 , 3/4" | 42 |  |  |  |  | 42 | Meter |  |  |  | INV#180
9 | OPI-SIS-043(A)-002 | 2022-01-22 | SACR-PL-SIS-043(A)-001 | ADISH-P-PO-GE-043(A) | SISICO | DDP Site | 1 |  | Main Item | - | SA-IG-PI-TU-4" | TUBI , GALVANIZED CARBON STEEL PIPE SMLS SCH 40 , ASTM A 106 , 4" | 113.7 |  |  |  |  | 113.7 | Meter |  |  |  | INV#180
10 | OPI-SIS-043(A)-001 | 2022-01-11 | SACR-PL-SIS-043(A)-002 | ADISH-P-PO-GE-043(A) | SISICO | DDP Site | 2 |  | Main Item | - | SA-IG-PI-HB-3/4"x1/2" | COUP , 3000LB GALVANIZED C.S THREADED HEX-BUSH , ASTM A105 GR.B , 3/4"x1/2" | 4 |  |  |  |  | 4 | PCS |  |  |  | INV#180
11 | OPI-SIS-043(A)-001 | 2022-01-11 | SACR-PL-SIS-043(A)-002 | ADISH-P-PO-GE-043(A) | SISICO | DDP Site | 2 |  | Main Item | - | SA-IG-PI-HB-1"x1/2" | COUP , 3000LB GALVANIZED C.S THREADED HEX-BUSH , ASTM A105 GR.B , 1"x1/2" | 4 |  |  |  |  | 4 | PCS |  |  |  | INV#180
12 | OPI-SIS-043(A)-001 | 2022-01-11 | SACR-PL-SIS-043(A)-002 | ADISH-P-PO-GE-043(A) | SISICO | DDP Site | 2 |  | Main Item | - | SA-IG-PI-HB-1.1/4"x3/4" | COUP , 3000LB GALVANIZED C.S THREADED HEX-BUSH , ASTM A105 GR.B , 1.1/4"x3/4" | 2 |  |  |  |  | 2 | PCS |  |  |  | INV#180
13 | OPI-SIS-043(A)-001 | 2022-01-11 | SACR-PL-SIS-043(A)-002 | ADISH-P-PO-GE-043(A) | SISICO | DDP Site | 2 |  | Main Item | - | SA-IG-PI-HB-1"x3/4" | COUP , 3000LB GALVANIZED C.S THREADED HEX-BUSH , ASTM A105 GR.B , 1"x3/4" | 16 | 1 |  |  |  | 15 | PCS |  | Advise Vendor of Overage/Shortage |  | INV#180
14 | OPI-SIS-043(A)-001 | 2022-01-11 | SACR-PL-SIS-043(A)-002 | ADISH-P-PO-GE-043(A) | SISICO | DDP Site | 2 |  | Main Item | - | SA-IG-PI-HB-1.1/2"x1" | COUP , 3000LB GALVANIZED C.S THREADED HEX-BUSH , ASTM A105 GR.B , 1.1/2"x1" | 17 | 4 |  |  |  | 13 | PCS |  | Advise Vendor of Overage/Shortage |  | INV#180
15 | OPI-SIS-043(A)-001 | 2022-01-11 | SACR-PL-SIS-043(A)-002 | ADISH-P-PO-GE-043(A) | SISICO | DDP Site | 2 |  | Main Item | - | SA-IG-PI-HB-1.1/2"x1.1/4" | COUP , 3000LB GALVANIZED C.S THREADED HEX-BUSH , ASTM A105 GR.B , 1.1/2"x1.1/4" | 4 |  |  |  |  | 4 | PCS |  |  |  | INV#180
16 | OPI-SIS-043(A)-001 | 2022-01-11 | SACR-PL-SIS-043(A)-002 | ADISH-P-PO-GE-043(A) | SISICO | DDP Site | 2 |  | Main Item | - | SA-IG-PI-HB-2"x1" | COUP , 3000LB GALVANIZED C.S THREADED HEX-BUSH , ASTM A105 GR.B , 2"x1" | 15 |  |  |  |  | 15 | PCS |  |  |  | INV#180
17 | OPI-SIS-043(A)-001 | 2022-01-11 | SACR-PL-SIS-043(A)-002 | ADISH-P-PO-GE-043(A) | SISICO | DDP Site | 2 |  | Main Item | - | SA-IG-PI-HB-2"x1.1/4" | COUP , 3000LB GALVANIZED C.S THREADED HEX-BUSH , ASTM A105 GR.B , 2"x1.1/4" | 6 | 1 |  |  |  | 5 | PCS |  | Advise Vendor of Overage/Shortage |  | INV#180
18 | OPI-SIS-043(A)-001 | 2022-01-11 | SACR-PL-SIS-043(A)-002 | ADISH-P-PO-GE-043(A) | SISICO | DDP Site | 2 |  | Main Item | - | SA-IG-PI-HB-2"x1.1/2" | COUP , 3000LB GALVANIZED C.S THREADED HEX-BUSH , ASTM A105 GR.B , 2"x1.1/2" | 2 |  |  |  |  | 2 | PCS |  |  |  | INV#180
19 | OPI-SIS-043(A)-001 | 2022-01-11 | SACR-PL-SIS-043(A)-002 | ADISH-P-PO-GE-043(A) | SISICO | DDP Site | 2 |  | Main Item | - | SA-IG-PI-HB-2.1/2"x1" | COUP , 3000LB GALVANIZED C.S THREADED HEX-BUSH , ASTM A105 GR.B , 2.1/2"x1" | 3 |  |  |  |  | 3 | PCS |  |  |  | INV#180
20 | OPI-SIS-043(A)-001 | 2022-01-11 | SACR-PL-SIS-043(A)-002 | ADISH-P-PO-GE-043(A) | SISICO | DDP Site | 2 |  | Main Item | - | SA-IG-PI-HB-2.1/2"x1.1/4" | COUP , 3000LB GALVANIZED C.S THREADED HEX-BUSH , ASTM A105 GR.B , 2.1/2"x1.1/4" | 3 |  |  |  |  | 3 | PCS |  |  |  | INV#180
21 | OPI-SIS-043(A)-001 | 2022-01-11 | SACR-PL-SIS-043(A)-002 | ADISH-P-PO-GE-043(A) | SISICO | DDP Site | 2 |  | Main Item | - | SA-IG-PI-HB-2.1/2"x1.1/2" | COUP , 3000LB GALVANIZED C.S THREADED HEX-BUSH , ASTM A105 GR.B , 2.1/2"x1.1/2" | 3 |  |  |  |  | 3 | PCS |  |  |  | INV#180
22 | OPI-SIS-043(A)-001 | 2022-01-11 | SACR-PL-SIS-043(A)-002 | ADISH-P-PO-GE-043(A) | SISICO | DDP Site | 2 |  | Main Item | - | SA-IG-PI-HB-2.1/2"x2" | COUP , 3000LB GALVANIZED C.S THREADED HEX-BUSH , ASTM A105 GR.B , 2.1/2"x2" | 4 |  |  |  |  | 4 | PCS |  |  |  | INV#180
23 | OPI-SIS-043(A)-001 | 2022-01-11 | SACR-PL-SIS-043(A)-002 | ADISH-P-PO-GE-043(A) | SISICO | DDP Site | 2 |  | Main Item | - | SA-IG-PI-HB-3"x1.1/4" | COUP , 3000LB GALVANIZED C.S THREADED HEX-BUSH , ASTM A105 GR.B , 3"x1.1/4" | 4 |  |  |  |  | 4 | PCS |  |  |  | INV#180
24 | OPI-SIS-043(A)-001 | 2022-01-11 | SACR-PL-SIS-043(A)-002 | ADISH-P-PO-GE-043(A) | SISICO | DDP Site | 2 |  | Main Item | - | SA-IG-PI-HB-3"x2.1/2" | COUP , 3000LB GALVANIZED C.S THREADED HEX-BUSH , ASTM A105 GR.B , 3"x2.1/2" | 2 |  |  |  |  | 2 | PCS |  |  |  | INV#180
25 | OPI-SIS-043(A)-001 | 2022-01-11 | SACR-PL-SIS-043(A)-002 | ADISH-P-PO-GE-043(A) | SISICO | DDP Site | 2 |  | Main Item | - | SA-IG-PI-HB-4"x1.1/2" | COUP , 3000LB GALVANIZED C.S THREADED HEX-BUSH , ASTM A105 GR.B , 4"x1.1/2" | 1 |  |  |  |  | 1 | PCS |  |  |  | INV#180
26 | OPI-SIS-043(A)-001 | 2022-01-11 | SACR-PL-SIS-043(A)-002 | ADISH-P-PO-GE-043(A) | SISICO | DDP Site | 2 |  | Main Item | - | SA-IG-PI-HB-4"x2" | COUP , 3000LB GALVANIZED C.S THREADED HEX-BUSH , ASTM A105 GR.B , 4"x2" | 6 |  |  |  |  | 6 | PCS |  |  |  | INV#180
27 | OPI-SIS-043(A)-001 | 2022-01-11 | SACR-PL-SIS-043(A)-002 | ADISH-P-PO-GE-043(A) | SISICO | DDP Site | 2 |  | Main Item | - | SA-IG-PI-HB-4"x2.1/2" | COUP , 3000LB GALVANIZED C.S THREADED HEX-BUSH , ASTM A105 GR.B , 4"x2.1/2" | 1 |  |  |  |  | 1 | PCS |  |  |  | INV#180
28 | OPI-SIS-043(A)-001 | 2022-01-11 | SACR-PL-SIS-043(A)-002 | ADISH-P-PO-GE-043(A) | SISICO | DDP Site | 2 |  | Main Item | - | SA-IG-PI-HB-4"x3" | COUP , 3000LB GALVANIZED C.S THREADED HEX-BUSH , ASTM A105 GR.B , 4"x3" | 4 |  |  |  |  | 4 | PCS |  |  |  | INV#180
29 | OPI-SIS-043(A)-001 | 2022-01-11 | SACR-PL-SIS-043(A)-002 | ADISH-P-PO-GE-043(A) | SISICO | DDP Site | 2 |  | Main Item | - | SA-IG-PI-HB-4"x1" | COUP , 3000LB GALVANIZED C.S THREADED HEX-BUSH , ASTM A105 GR.B , 4"x1" | 2 |  |  |  |  | 2 | PCS |  |  |  | INV#180
30 | OPI-SIS-043(A)-001 | 2022-01-11 | SACR-PL-SIS-043(A)-002 | ADISH-P-PO-GE-043(A) | SISICO | DDP Site | 2 |  | Main Item | - | SA-IG-PI-HB-1.1/2"x3/4" | COUP , 3000LB GALVANIZED C.S THREADED HEX-BUSH , ASTM A105 GR.B , 1.1/2"x3/4" | 5 |  |  |  |  | 5 | PCS |  |  |  | INV#180
71 | OPI-SIS-043(A)-003 | 2022-03-01 | SACR-PL-SIS-043(A)-003 | ADISH-P-PO-GE-043(A) | SISICO | DDP Site | 3 |  | Main Item | - | SA-IG-SUP-S-16/1 | S-16: FS-U4-U4-60-30-CO4 , CS-Galv. | 2 |  |  |  |  | 2 | Pcs |  |  |  | INV#180
72 | OPI-SIS-043(A)-003 | 2022-03-01 | SACR-PL-SIS-043(A)-003 | ADISH-P-PO-GE-043(A) | SISICO | DDP Site | 3 |  | Main Item | - | SA-IG-SUP-S-11/2 | S-11: FS-U4-U4-60-30-C2A , CS-Galv. | 2 |  |  |  |  | 2 | Pcs |  |  |  | INV#180
73 | OPI-SIS-043(A)-003 | 2022-03-01 | SACR-PL-SIS-043(A)-003 | ADISH-P-PO-GE-043(A) | SISICO | DDP Site | 3 |  | Main Item | - | SA-IG-SUP-S-14/1 | S-14: FS-U4-U4-60-30-C2A , CS-Galv. | 2 |  |  |  |  | 2 | Pcs |  |  |  | INV#180
74 | OPI-SIS-043(A)-003 | 2022-03-01 | SACR-PL-SIS-043(A)-003 | ADISH-P-PO-GE-043(A) | SISICO | DDP Site | 3 |  | Main Item | - | SA-IG-SUP-S-12/2 | S-12: WS-U4-U4-25-CO4 , CS-Galv. | 4 |  |  |  |  | 4 | Pcs |  |  |  | INV#180
75 | OPI-SIS-043(A)-003 | 2022-03-01 | SACR-PL-SIS-043(A)-003 | ADISH-P-PO-GE-043(A) | SISICO | DDP Site | 3 |  | Main Item | - | SA-IG-SUP-S-01/1 | S-01: CS-U4-U4-50-30-C04 , CS-Galv. | 39 |  |  |  |  | 39 | Pcs |  |  |  | INV#180
76 | OPI-SIS-043(A)-003 | 2022-03-01 | SACR-PL-SIS-043(A)-003 | ADISH-P-PO-GE-043(A) | SISICO | DDP Site | 3 |  | Main Item | - | SA-IG-SUP-S-02/1 | S-02: CS-U4-U4-50-30-C02 , CS-Galv. | 36 |  |  |  |  | 36 | Pcs |  |  |  | INV#180
77 | OPI-SIS-043(A)-003 | 2022-03-01 | SACR-PL-SIS-043(A)-003 | ADISH-P-PO-GE-043(A) | SISICO | DDP Site | 3 |  | Main Item | - | SA-IG-SUP-S-03/1 | S-03: CS-U4-U4-50-30-C1B , CS-Galv. | 22 |  |  |  |  | 22 | Pcs |  |  |  | INV#180
78 | OPI-SIS-043(A)-003 | 2022-03-01 | SACR-PL-SIS-043(A)-003 | ADISH-P-PO-GE-043(A) | SISICO | DDP Site | 3 |  | Main Item | - | SA-IG-SUP-S-04/1 | S-04: CS-U4-U4-50-30-C1A , CS-Galv. | 2 |  |  |  |  | 2 | Pcs |  |  |  | INV#180
79 | OPI-SIS-043(A)-003 | 2022-03-01 | SACR-PL-SIS-043(A)-003 | ADISH-P-PO-GE-043(A) | SISICO | DDP Site | 3 |  | Main Item | - | SA-IG-SUP-S-05/2 | S-05: CS-U4-U4-50-30-C01 , CS-Galv. | 4 |  |  |  |  | 4 | Pcs |  |  |  | INV#180
80 | OPI-SIS-043(A)-003 | 2022-03-01 | SACR-PL-SIS-043(A)-003 | ADISH-P-PO-GE-043(A) | SISICO | DDP Site | 3 |  | Main Item | - | SA-IG-SUP-S-06/3 | S-06: CS-U4-U4-80-30-C04 , CS-Galv. | 6 |  |  |  |  | 6 | Pcs |  |  |  | INV#180
81 | OPI-SIS-043(A)-003 | 2022-03-01 | SACR-PL-SIS-043(A)-003 | ADISH-P-PO-GE-043(A) | SISICO | DDP Site | 3 |  | Main Item | - | SA-IG-SUP-S-07/2 | S-07: CS-U4-U4-80-30-C03 , CS-Galv. | 6 |  |  |  |  | 6 | Pcs |  |  |  | INV#180
82 | OPI-SIS-043(A)-003 | 2022-03-01 | SACR-PL-SIS-043(A)-003 | ADISH-P-PO-GE-043(A) | SISICO | DDP Site | 3 |  | Main Item | - | SA-IG-SUP-S-08/2 | S-08: CS-U4-U4-80-30-C2A , CS-Galv. | 10 |  |  |  |  | 10 | Pcs |  |  |  | INV#180
83 | OPI-SIS-043(A)-003 | 2022-03-01 | SACR-PL-SIS-043(A)-003 | ADISH-P-PO-GE-043(A) | SISICO | DDP Site | 3 |  | Main Item | - | SA-IG-SUP-S-09/2 | S-09: CS-U4-U4-80-30-C02 , CS-Galv. | 28 |  |  |  |  | 28 | Pcs |  |  |  | INV#180
84 | OPI-SIS-043(A)-003 | 2022-03-01 | SACR-PL-SIS-043(A)-003 | ADISH-P-PO-GE-043(A) | SISICO | DDP Site | 3 |  | Main Item | - | SA-IG-SUP-S-10/1 | S-10: CS-U4-U4-80-30-C1B , CS-Galv. | 10 |  |  |  |  | 10 | Pcs |  |  |  | INV#180
85 | OPI-SIS-043(A)-003 | 2022-03-01 | SACR-PL-SIS-043(A)-003 | ADISH-P-PO-GE-043(A) | SISICO | DDP Site | 3 |  | Main Item | - | SA-IG-SUP-S-11/1 | S-11: CS-U4-U4-80-30-C1A , CS-Galv. | 12 |  |  |  |  | 12 | Pcs |  |  |  | INV#180
86 | OPI-SIS-043(A)-003 | 2022-03-01 | SACR-PL-SIS-043(A)-003 | ADISH-P-PO-GE-043(A) | SISICO | DDP Site | 3 |  | Main Item | - | SA-IG-SUP-S-01/2 | S-01: CS-U4-U4-60-30-C2A , CS-Galv. | 4 |  |  |  |  | 4 | Pcs |  |  |  | INV#180
87 | OPI-SIS-043(A)-003 | 2022-03-01 | SACR-PL-SIS-043(A)-003 | ADISH-P-PO-GE-043(A) | SISICO | DDP Site | 3 |  | Main Item | - | SA-IG-SUP-S-02/2 | S-02: CS-U4-U4-60-30-C02 , CS-Galv. | 24 |  |  |  |  | 24 | Pcs |  |  |  | INV#180
88 | OPI-SIS-043(A)-003 | 2022-03-01 | SACR-PL-SIS-043(A)-003 | ADISH-P-PO-GE-043(A) | SISICO | DDP Site | 3 |  | Main Item | - | SA-IG-SUP-S-03/2 | S-03: CS-U4-U4-60-30-C1B , CS-Galv. | 14 |  |  |  |  | 14 | Pcs |  |  |  | INV#180
89 | OPI-SIS-043(A)-003 | 2022-03-01 | SACR-PL-SIS-043(A)-003 | ADISH-P-PO-GE-043(A) | SISICO | DDP Site | 3 |  | Main Item | - | SA-IG-SUP-S-04/2 | S-04: CS-U4-U4-60-30-C01 , CS-Galv. | 3 |  |  |  |  | 3 | Pcs |  |  |  | INV#180
90 | OPI-SIS-043(A)-003 | 2022-03-01 | SACR-PL-SIS-043(A)-003 | ADISH-P-PO-GE-043(A) | SISICO | DDP Site | 3 |  | Main Item | - | SA-IG-SUP-S-05/1 | S-05: CS-U4-U4-30-30-C02 , CS-Galv. | 5 |  |  |  |  | 5 | Pcs |  |  |  | INV#180
91 | OPI-SIS-043(A)-003 | 2022-03-01 | SACR-PL-SIS-043(A)-003 | ADISH-P-PO-GE-043(A) | SISICO | DDP Site | 3 |  | Main Item | - | SA-IG-SUP-S-06/1 | S-06: CS-U4-U4-30-30-C01 , CS-Galv. | 36 |  |  |  |  | 36 | Pcs |  |  |  | INV#180
92 | OPI-SIS-043(A)-003 | 2022-03-01 | SACR-PL-SIS-043(A)-003 | ADISH-P-PO-GE-043(A) | SISICO | DDP Site | 3 |  | Main Item | - | SA-IG-SUP-S-01/3 | S-01: CS-U4-U4-60-40-C02 , CS-Galv. | 11 |  |  |  |  | 11 | Pcs |  |  |  | INV#180
93 | OPI-SIS-043(A)-003 | 2022-03-01 | SACR-PL-SIS-043(A)-003 | ADISH-P-PO-GE-043(A) | SISICO | DDP Site | 3 |  | Main Item | - | SA-IG-SUP-S-02/4 | S-02: CS-U4-U4-60-40-C2A , CS-Galv. | 2 |  |  |  |  | 2 | Pcs |  |  |  | INV#180
94 | OPI-SIS-043(A)-003 | 2022-03-01 | SACR-PL-SIS-043(A)-003 | ADISH-P-PO-GE-043(A) | SISICO | DDP Site | 3 |  | Main Item | - | SA-IG-SUP-S-02/3 | S-02: CS-U4-U4-60-40-C1B , CS-Galv. | 15 |  |  |  |  | 15 | Pcs |  |  |  | INV#180
95 | OPI-SIS-043(A)-003 | 2022-03-01 | SACR-PL-SIS-043(A)-003 | ADISH-P-PO-GE-043(A) | SISICO | DDP Site | 3 |  | Main Item | - | SA-IG-SUP-S-04/2 | S-04: CS-U4-U4-60-30-C01 , CS-Galv. | 10 |  |  |  |  | 10 | Pcs |  |  |  | INV#180
96 | OPI-SIS-043(A)-003 | 2022-03-01 | SACR-PL-SIS-043(A)-003 | ADISH-P-PO-GE-043(A) | SISICO | DDP Site | 3 |  | Main Item | - | SA-IG-SUP-S-05/3 | S-05: CS-U4-U4-60-40-C1A-C01 , CS-Galv. | 2 |  |  |  |  | 2 | Pcs |  |  |  | INV#180
97 | OPI-SIS-043(A)-003 | 2022-03-01 | SACR-PL-SIS-043(A)-003 | ADISH-P-PO-GE-043(A) | SISICO | DDP Site | 3 |  | Main Item | - | SA-IG-SUP-S-06/2 | S-06: CS-U4-U4-60-30-C1A , CS-Galv. | 12 |  |  |  |  | 12 | Pcs |  |  |  | INV#180
98 | OPI-SIS-043(A)-003 | 2022-03-01 | SACR-PL-SIS-043(A)-003 | ADISH-P-PO-GE-043(A) | SISICO | DDP Site | 3 |  | Main Item | - | SA-IG-SUP-S-07/1 | S-07: CS-U4-U4-60-30-C0B , CS-Galv. | 2 |  |  |  |  | 2 | Pcs |  |  |  | INV#180
99 | OPI-SIS-043(A)-003 | 2022-03-01 | SACR-PL-SIS-043(A)-003 | ADISH-P-PO-GE-043(A) | SISICO | DDP Site | 3 |  | Main Item | - | SA-IG-SUP-S-08/1 | S-08: CS-U4-U4-25-30-C01 , CS-Galv. | 20 |  |  |  |  | 20 | Pcs |  |  |  | INV#180
100 | OPI-SIS-043(A)-003 | 2022-03-01 | SACR-PL-SIS-043(A)-003 | ADISH-P-PO-GE-043(A) | SISICO | DDP Site | 3 |  | Main Item | - | SA-IG-SUP-S-09/1 | S-09: CS-U4-U4-25-30-C0B , CS-Galv. | 10 |  |  |  |  | 10 | Pcs |  |  |  | INV#180
101 | OPI-SIS-043(A)-003 | 2022-03-01 | SACR-PL-SIS-043(A)-003 | ADISH-P-PO-GE-043(A) | SISICO | DDP Site | 3 |  | Main Item | - | SA-IG-SUP-S-13/2 | S-13: WS-U4-25-C2A , CS-Galv. | 3 |  |  |  |  | 3 | Pcs |  |  |  | INV#180
102 | OPI-SIS-043(A)-003 | 2022-03-01 | SACR-PL-SIS-043(A)-003 | ADISH-P-PO-GE-043(A) | SISICO | DDP Site | 3 |  | Main Item | - | SA-IG-SUP-S-14/2 | S-14: WS-U4-25-C1B , CS-Galv. | 3 |  |  |  |  | 3 | Pcs |  |  |  | INV#180
103 | OPI-SIS-043(A)-003 | 2022-03-01 | SACR-PL-SIS-043(A)-003 | ADISH-P-PO-GE-043(A) | SISICO | DDP Site | 3 |  | Main Item | - | SA-IG-SUP-S-15/1 | S-15: WS-U4-25-C0B , CS-Galv. | 1 |  |  |  |  | 1 | Pcs |  |  |  | INV#180
104 | OPI-SIS-043(A)-003 | 2022-03-01 | SACR-PL-SIS-043(A)-003 | ADISH-P-PO-GE-043(A) | SISICO | DDP Site | 3 |  | Main Item | - | SA-IG-SUP-S-07/3 | S-07: WS-U4-25-C2A , CS-Galv. | 4 |  |  |  |  | 4 | Pcs |  |  |  | INV#180
105 | OPI-SIS-043(A)-003 | 2022-03-01 | SACR-PL-SIS-043(A)-003 | ADISH-P-PO-GE-043(A) | SISICO | DDP Site | 3 |  | Main Item | - | SA-IG-SUP-S-08/3 | S-08: WS-U4-25-C02 , CS-Galv. | 2 |  |  |  |  | 2 | Pcs |  |  |  | INV#180
106 | OPI-SIS-043(A)-003 | 2022-03-01 | SACR-PL-SIS-043(A)-003 | ADISH-P-PO-GE-043(A) | SISICO | DDP Site | 3 |  | Main Item | - | SA-IG-SUP-S-09/3 | S-09: WS-U4-25-C01 , CS-Galv. | 2 |  |  |  |  | 2 | Pcs |  |  |  | INV#180
107 | OPI-SIS-043(A)-003 | 2022-03-01 | SACR-PL-SIS-043(A)-003 | ADISH-P-PO-GE-043(A) | SISICO | DDP Site | 3 |  | Main Item | - | SA-IG-SUP-S-10/2 | S-10: WS-U4-25-C0B , CS-Galv. | 1 |  |  |  |  | 1 | Pcs |  |  |  | INV#180
108 | OPI-SIS-043(A)-003 | 2022-03-01 | SACR-PL-SIS-043(A)-003 | ADISH-P-PO-GE-043(A) | SISICO | DDP Site | 3 |  | Main Item | - | SA-IG-SUP-S-11/3 | S-11: WS-U4-25-C02 , CS-Galv. | 2 |  |  |  |  | 2 | Pcs |  |  |  | INV#180
109 | OPI-SIS-043(A)-003 | 2022-03-01 | SACR-PL-SIS-043(A)-003 | ADISH-P-PO-GE-043(A) | SISICO | DDP Site | 3 |  | Main Item | - | SA-IG-SUP-S-12/1 | S-12: WS-U4-25-C1A , CS-Galv. | 2 |  |  |  |  | 2 | Pcs |  |  |  | INV#180
110 | OPI-SIS-043(A)-003 | 2022-03-01 | SACR-PL-SIS-043(A)-003 | ADISH-P-PO-GE-043(A) | SISICO | DDP Site | 3 |  | Main Item | - | SA-IG-SUP-S-13/1 | S-13: WS-U4-25-C0B , CS-Galv. | 1 |  |  |  |  | 1 | Pcs |  |  |  | INV#180
111 | OPI-SIS-043(A)-003 | 2022-03-01 | SACR-PL-SIS-043(A)-003 | ADISH-P-PO-GE-043(A) | SISICO | DDP Site | 3 |  | Main Item | - | SA-IG-SUP-S-10/3 | S-10: WS-U4-25-C2A , CS-Galv. | 2 |  |  |  |  | 2 | Pcs |  |  |  | INV#180
112 | OPI-SIS-043(A)-003 | 2022-03-01 | SACR-PL-SIS-043(A)-003 | ADISH-P-PO-GE-043(A) | SISICO | DDP Site | 3 |  | Main Item | - | SA-IG-SUP-CL-4 | CLAMP 4 , CS-Galv. | 49 |  |  |  |  | 49 | PAIR |  |  |  | INV#180
113 | OPI-SIS-043(A)-003 | 2022-03-01 | SACR-PL-SIS-043(A)-003 | ADISH-P-PO-GE-043(A) | SISICO | DDP Site | 3 |  | Main Item | - | SA-IG-SUP-CL-3/4 | CLAMP 3/4 , CS-Galv. | 15 |  |  |  |  | 15 | PAIR |  |  |  | INV#180
114 | OPI-SIS-043(A)-003 | 2022-03-01 | SACR-PL-SIS-043(A)-003 | ADISH-P-PO-GE-043(A) | SISICO | DDP Site | 3 |  | Main Item | - | SA-IG-SUP-CL-1/2 | CLAMP 1/2 , CS-Galv. | 87 |  |  |  |  | 87 | PAIR |  |  |  | INV#180
115 | OPI-SIS-043(A)-003 | 2022-03-01 | SACR-PL-SIS-043(A)-003 | ADISH-P-PO-GE-043(A) | SISICO | DDP Site | 3 |  | Main Item | - | SA-IG-SUP-CL-1.1/4 | CLAMP 1 1/4 , CS-Galv. | 41 |  |  |  |  | 41 | PAIR |  |  |  | INV#180
116 | OPI-SIS-043(A)-003 | 2022-03-01 | SACR-PL-SIS-043(A)-003 | ADISH-P-PO-GE-043(A) | SISICO | DDP Site | 3 |  | Main Item | - | SA-IG-SUP-CL-1.1/2 | CLAMP 1 1/2 , CS-Galv. | 74 |  |  |  |  | 74 | PAIR |  |  |  | INV#180
117 | OPI-SIS-043(A)-003 | 2022-03-01 | SACR-PL-SIS-043(A)-003 | ADISH-P-PO-GE-043(A) | SISICO | DDP Site | 3 |  | Main Item | - | SA-IG-SUP-CL-2 | CLAMP 2 , CS-Galv. | 136 |  |  |  |  | 136 | PAIR |  |  |  | INV#180
118 | OPI-SIS-043(A)-003 | 2022-03-01 | SACR-PL-SIS-043(A)-003 | ADISH-P-PO-GE-043(A) | SISICO | DDP Site | 3 |  | Main Item | - | SA-IG-SUP-CL-2.1/2 | CLAMP 2 1/2 , CS-Galv. | 27 |  |  |  |  | 27 | PAIR |  |  |  | INV#180
119 | OPI-SIS-043(A)-003 | 2022-03-01 | SACR-PL-SIS-043(A)-003 | ADISH-P-PO-GE-043(A) | SISICO | DDP Site | 3 |  | Main Item | - | SA-IG-SUP-CL-3 | CLAMP 3 , CS-Galv. | 6 |  |  |  |  | 6 | PAIR |  |  |  | INV#180
120 | OPI-SIS-043(A)-003 | 2022-03-01 | SACR-PL-SIS-043(A)-003 | ADISH-P-PO-GE-043(A) | SISICO | DDP Site | 3 |  | Main Item | - | SA-IG-SUP-EB-M10x100 | EXPANSION BOLT M10*100 WITH NUT AND WASHER , CS-Galv. | 1454 |  |  |  |  | 1454 | Pcs |  |  |  | INV#180
121 | OPI-SIS-043(A)-003 | 2022-03-01 | SACR-PL-SIS-043(A)-003 | ADISH-P-PO-GE-043(A) | SISICO | DDP Site | 3 |  | Main Item | - | SA-IG-SUP-HB-M10x30 | HEX BOLT M10*30 WITH NUT AND WAHSER , CS-Galv. , 8.8 | 386 |  |  |  |  | 386 | Pcs |  |  |  | INV#180
122 | OPI-SIS-043(A)-003 | 2022-03-01 | SACR-PL-SIS-043(A)-003 | ADISH-P-PO-GE-043(A) | SISICO | DDP Site | 3 |  | Main Item | - | SA-IG-SUP-HB-M10x70 | HEX BOLT M10*70 WITH NUT AND WASHER , CS-Galv. , 8.8 | 752 |  |  |  |  | 752 | Pcs |  |  |  | INV#180
123 | OPI-SIS-043(A)-003 | 2022-03-01 | SACR-PL-SIS-043(A)-003 | ADISH-P-PO-GE-043(A) | SISICO | DDP Site | 3 |  | Main Item | - | SA-IG-SUP-HB-M10x25 | HEX BOLT M10*25 WITH UG NUT , CS-Galv. , 8.8 | 752 |  |  |  |  | 752 | Pcs |  |  |  | INV#180
201 | OPI-SIS-043(A)-004 | 2022-03-01 | SACR-PL-SIS-043(A)-004 | ADISH-P-PO-GE-043(A) | SISICO | DDP Site | 4 |  | Main Item | - | SA-IG-PI-C-1" | CAP ,1" , 3000 , CS-Galv. , THD | 2 |  |  |  |  | 2 | Piece |  |  |  | INV#180
202 | OPI-SIS-043(A)-004 | 2022-03-01 | SACR-PL-SIS-043(A)-004 | ADISH-P-PO-GE-043(A) | SISICO | DDP Site | 4 |  | Main Item | - | SA-IG-PI-HN-1"x1" | COUP , 3000LB GALVANIZED C.S HEX NIPPLE , ASTM A105 GR.B , 1"x1" | 2 |  |  |  |  | 2 | Piece |  |  |  | INV#180
203 | OPI-SIS-043(A)-004 | 2022-03-01 | SACR-PL-SIS-043(A)-004 | ADISH-P-PO-GE-043(A) | SISICO | DDP Site | 4 |  | Main Item | - | SA-IG-PI-HN-1"x1/4" | COUP , 3000LB GALVANIZED C.S HEX NIPPLE , ASTM A105 GR.B , 1"x1/4" | 6 |  |  |  |  | 6 | PCS |  |  |  | INV#180
204 | OPI-SIS-043(A)-004 | 2022-03-01 | SACR-PL-SIS-043(A)-004 | ADISH-P-PO-GE-043(A) | SISICO | DDP Site | 4 |  | Main Item | - | SA-IG-PI-E9-1" | ELBO , 90 DEGREE 3000LB GALVANIZE C.S THREADED ELBOW , ASTM A105 GR.B , 1" | 11 |  |  |  |  | 11 | PCS |  |  |  | INV#180
205 | OPI-SIS-043(A)-004 | 2022-03-01 | SACR-PL-SIS-043(A)-004 | ADISH-P-PO-GE-043(A) | SISICO | DDP Site | 4 |  | Main Item | - | SA-IG-PI-E9-1.1/4" | ELBO , 90 DEGREE 3000LB GALVANIZE C.S THREADED ELBOW , ASTM A105 GR.B , 1.1/4" | 6 |  |  |  |  | 6 | PCS |  |  |  | INV#180
206 | OPI-SIS-043(A)-004 | 2022-03-01 | SACR-PL-SIS-043(A)-004 | ADISH-P-PO-GE-043(A) | SISICO | DDP Site | 4 |  | Main Item | - | SA-IG-PI-E9-1.1/2" | ELBO , 90 DEGREE 3000LB GALVANIZE C.S THREADED ELBOW , ASTM A105 GR.B , 1.1/2" | 10 |  |  |  |  | 10 | PCS |  |  |  | INV#180
207 | OPI-SIS-043(A)-004 | 2022-03-01 | SACR-PL-SIS-043(A)-004 | ADISH-P-PO-GE-043(A) | SISICO | DDP Site | 4 |  | Main Item | - | SA-IG-PI-E9-2" | ELBO , 90 DEGREE 3000LB GALVANIZE C.S THREADED ELBOW , ASTM A105 GR.B , 2" | 9 |  |  |  |  | 9 | PCS |  |  |  | INV#180
208 | OPI-SIS-043(A)-004 | 2022-03-01 | SACR-PL-SIS-043(A)-004 | ADISH-P-PO-GE-043(A) | SISICO | DDP Site | 4 |  | Main Item | - | SA-IG-PI-E9-2.1/2" | ELBO , 90 DEGREE 3000LB GALVANIZE C.S THREADED ELBOW , ASTM A105 GR.B , 2.1/2" | 6 |  |  |  |  | 6 | PCS |  |  |  | INV#180
209 | OPI-SIS-043(A)-004 | 2022-03-01 | SACR-PL-SIS-043(A)-004 | ADISH-P-PO-GE-043(A) | SISICO | DDP Site | 4 |  | Main Item | - | SA-IG-PI-E9-4" | ELBO , 90 DEGREE 3000LB GALVANIZE C.S THREADED ELBOW , ASTM A105 GR.B , 4" | 12 |  |  |  |  | 12 | PCS |  |  |  | INV#180
210 | OPI-SIS-043(A)-004 | 2022-03-01 | SACR-PL-SIS-043(A)-004 | ADISH-P-PO-GE-043(A) | SISICO | DDP Site | 4 |  | Main Item | - | SA-IG-PI-TE-1" | TEE , 3000LB STRAIGHT GALVANIZED C.S THREADED TEE , ASTM A105 GR.B , 1" | 18 |  |  |  |  | 18 | PCS |  |  |  | INV#180
211 | OPI-SIS-043(A)-004 | 2022-03-01 | SACR-PL-SIS-043(A)-004 | ADISH-P-PO-GE-043(A) | SISICO | DDP Site | 4 |  | Main Item | - | SA-IG-PI-TE-1.1/2" | TEE , 3000LB STRAIGHT GALVANIZED C.S THREADED TEE , ASTM A105 GR.B , 1.1/2" | 20 |  |  |  |  | 20 | PCS |  |  |  | INV#180
212 | OPI-SIS-043(A)-004 | 2022-03-01 | SACR-PL-SIS-043(A)-004 | ADISH-P-PO-GE-043(A) | SISICO | DDP Site | 4 |  | Main Item | - | SA-IG-PI-TE-2" | TEE , 3000LB STRAIGHT GALVANIZED C.S THREADED TEE , ASTM A105 GR.B , 2" | 28 |  |  |  |  | 28 | PCS |  |  |  | INV#180
213 | OPI-SIS-043(A)-004 | 2022-03-01 | SACR-PL-SIS-043(A)-004 | ADISH-P-PO-GE-043(A) | SISICO | DDP Site | 4 |  | Main Item | - | SA-IG-PI-TE-2.1/2" | TEE , 3000LB STRAIGHT GALVANIZED C.S THREADED TEE , ASTM A105 GR.B , 2.1/2" | 10 |  |  |  |  | 10 | PCS |  |  |  | INV#180
214 | OPI-SIS-043(A)-004 | 2022-03-01 | SACR-PL-SIS-043(A)-004 | ADISH-P-PO-GE-043(A) | SISICO | DDP Site | 4 |  | Main Item | - | SA-IG-PI-TE-3" | TEE , 3000LB STRAIGHT GALVANIZED C.S THREADED TEE , ASTM A105 GR.B , 3" | 4 |  |  |  |  | 4 | PCS |  |  |  | INV#180
215 | OPI-SIS-043(A)-004 | 2022-03-01 | SACR-PL-SIS-043(A)-004 | ADISH-P-PO-GE-043(A) | SISICO | DDP Site | 4 |  | Main Item | - | SA-IG-PI-TE-4" | TEE , 3000LB STRAIGHT GALVANIZED C.S THREADED TEE , ASTM A105 GR.B , 4" | 12 |  |  |  |  | 12 | Piece |  |  |  | INV#180
216 | OPI-SIS-043(A)-004 | 2022-03-01 | SACR-PL-SIS-043(A)-004 | ADISH-P-PO-GE-043(A) | SISICO | DDP Site | 4 |  | Main Item | - | SA-IG-PI-FC-1.1/4" | UNIO , 3000LB GALVANIZED C.S FULL COUPLING , ASTM A105 GR.B , 1.1/4" | 11 |  |  |  |  | 11 | Piece |  |  |  | INV#180
217 | OPI-SIS-043(A)-004 | 2022-03-01 | SACR-PL-SIS-043(A)-004 | ADISH-P-PO-GE-043(A) | SISICO | DDP Site | 4 |  | Main Item | - | SA-IG-PI-FC-1.1/2" | UNIO , 3000LB GALVANIZED C.S FULL COUPLING , ASTM A105 GR.B , 1.1/2" | 5 |  |  |  |  | 5 | Piece |  |  |  | INV#180
218 | OPI-SIS-043(A)-004 | 2022-03-01 | SACR-PL-SIS-043(A)-004 | ADISH-P-PO-GE-043(A) | SISICO | DDP Site | 4 |  | Main Item | - | SA-IG-PI-FC-2" | UNIO , 3000LB GALVANIZED C.S FULL COUPLING , ASTM A105 GR.B , 2" | 10 |  |  |  |  | 10 | Piece |  |  |  | INV#180
219 | OPI-SIS-043(A)-004 | 2022-03-01 | SACR-PL-SIS-043(A)-004 | ADISH-P-PO-GE-043(A) | SISICO | DDP Site | 4 |  | Main Item | - | SA-IG-PI-FC-2.1/2" | UNIO , 3000LB GALVANIZED C.S FULL COUPLING , ASTM A105 GR.B , 2.1/2" | 2 | 1 |  |  |  | 1 | PCS |  | Advise Vendor of Overage/Shortage |  | INV#180
220 | OPI-SIS-043(A)-004 | 2022-03-01 | SACR-PL-SIS-043(A)-004 | ADISH-P-PO-GE-043(A) | SISICO | DDP Site | 4 |  | Main Item | - | SA-IG-PI-FC-4" | UNIO , 3000LB GALVANIZED C.S FULL COUPLING , ASTM A105 GR.B , 4" | 12 |  |  |  |  | 12 | Piece |  |  |  | INV#180
221 | OPI-SIS-043(A)-004 | 2022-03-01 | SACR-PL-SIS-043(A)-004 | ADISH-P-PO-GE-043(A) | SISICO | DDP Site | 4 |  | Main Item | - | SA-IG-PI-UN-3" | UNIO , 3000LB GALVANIZED C.S THREADED MSS-SP-83 UNION , ASTM A105 GR.B , 3" | 2 |  |  |  |  | 2 | PCS |  |  |  | INV#180
222 | OPI-SIS-043(A)-004 | 2022-03-01 | SACR-PL-SIS-043(A)-004 | ADISH-P-PO-GE-043(A) | SISICO | DDP Site | 4 |  | Main Item | - | SA-IG-PI-HN-1.1/4"x1/4" | COUP , 3000LB GALVANIZED C.S HEX NIPPLE , ASTM A105 GR.B , 1.1/4"x1/4" | 1 |  |  |  |  | 1 | PCS |  |  |  | INV#180
223 | OPI-SIS-043(A)-004 | 2022-03-01 | SACR-PL-SIS-043(A)-004 | ADISH-P-PO-GE-043(A) | SISICO | DDP Site | 4 |  | Main Item | - | SA-IG-PI-HN-2.1/2"x1" | COUP , 3000LB GALVANIZED C.S HEX NIPPLE , ASTM A105 GR.B , 2.1/2"x1" | 1 |  |  |  |  | 1 | PCS |  |  |  | INV#180
224 | OPI-SIS-043(A)-004 | 2022-03-01 | SACR-PL-SIS-043(A)-004 | ADISH-P-PO-GE-043(A) | SISICO | DDP Site | 4 |  | Main Item | - | SA-IG-PI-E9-3/4" | ELBO , 90 DEGREE 3000LB GALVANIZE C.S THREADED ELBOW , ASTM A105 GR.B , 3/4" | 4 |  |  |  |  | 4 | PCS |  |  |  | INV#180
225 | OPI-SIS-043(A)-004 | 2022-03-01 | SACR-PL-SIS-043(A)-004 | ADISH-P-PO-GE-043(A) | SISICO | DDP Site | 4 |  | Main Item | - | SA-IG-PI-UN-1" | UNIO , 3000LB GALVANIZED C.S THREADED MSS-SP-83 UNION , ASTM A105 GR.B , 1" | 5 |  |  |  |  | 5 | PCS |  |  |  | INV#180
226 | OPI-SIS-043(A)-004 | 2022-03-01 | SACR-PL-SIS-043(A)-004 | ADISH-P-PO-GE-043(A) | SISICO | DDP Site | 4 |  | Main Item | - | SA-IG-PI-UN-1.1/4" | UNIO , 3000LB GALVANIZED C.S THREADED MSS-SP-83 UNION , ASTM A105 GR.B , 1.1/4" | 1 |  |  |  |  | 1 | PCS |  |  |  | INV#180
227 | OPI-SIS-043(A)-004 | 2022-03-01 | SACR-PL-SIS-043(A)-004 | ADISH-P-PO-GE-043(A) | SISICO | DDP Site | 4 |  | Main Item | - | SA-IG-PI-UN-1.1/2" | UNIO , 3000LB GALVANIZED C.S THREADED MSS-SP-83 UNION , ASTM A105 GR.B , 1.1/2" | 2 |  |  |  |  | 2 | PCS |  |  |  | INV#180
228 | OPI-SIS-043(A)-004 | 2022-03-01 | SACR-PL-SIS-043(A)-004 | ADISH-P-PO-GE-043(A) | SISICO | DDP Site | 4 |  | Main Item | - | SA-IG-PI-UN-2" | UNIO , 3000LB GALVANIZED C.S THREADED MSS-SP-83 UNION , ASTM A105 GR.B , 2" | 1 |  |  |  |  | 1 | PCS |  |  |  | INV#180
229 | OPI-SIS-043(A)-004 | 2022-03-01 | SACR-PL-SIS-043(A)-004 | ADISH-P-PO-GE-043(A) | SISICO | DDP Site | 4 |  | Main Item | - | SA-IG-PI-UN-2.1/2" | UNIO , 3000LB GALVANIZED C.S THREADED MSS-SP-83 UNION , ASTM A105 GR.B , 2.1/2" | 2 |  |  |  |  | 2 | PCS |  |  |  | INV#180
230 | OPI-SIS-043(A)-004 | 2022-03-01 | SACR-PL-SIS-043(A)-004 | ADISH-P-PO-GE-043(A) | SISICO | DDP Site | 4 |  | Main Item | - | SA-IG-PI-TE-1.1/4" | TEE , 3000LB STRAIGHT GALVANIZED C.S THREADED TEE , ASTM A105 GR.B , 1.1/4" | 2 |  |  |  |  | 2 | PCS |  |  |  | INV#180
231 | OPI-SIS-043(A)-007 | 2022-08-06 | SACR-PL-SIS-043(A)-005 | ADISH-P-PO-GE-043(A) | SISICO | DDP Site | 5 |  | Sub Item | SA-IG-MI-CB-45 | 55B140D45U2SC | BANK OF 45 CYL IN DOUBLE ROW F 4,94 ft³. (140L) at 2900 psi(200 bar) IG-55, INERT-SIEXCT Constant Flow Technology MODL 56M140UFXX UL LISTED | 1 |  |  |  |  | 1 | Set | 1 |  |  | INV#150
232 | OPI-SIS-043(A)-007 | 2022-08-06 | SACR-PL-SIS-043(A)-005 | ADISH-P-PO-GE-043(A) | SISICO | DDP Site | 5 |  | Sub Item | SA-IG-MI-CB-44 | 55B140D44U2SC | BANK OF 44 CYL IN DOUBLE ROW F 4,94 ft³. (140L) at 2900 psi(200 bar) IG-55, INERT-SIEXCT Constant Flow Technology MODL 56M140UFXX UL LISTED | 1 |  |  |  |  | 1 | Set | 1 |  |  | INV#150
233 | OPI-SIS-043(A)-007 | 2022-08-06 | SACR-PL-SIS-043(A)-005 | ADISH-P-PO-GE-043(A) | SISICO | DDP Site | 5 |  | Sub Item | SA-IG-MI-LPS-NO-250UF | POPRENA250UF | RDLow pressure switch, NO, mode POPRENA250, UL/FM approved, nrmally opened, it closes with ressure. INCLUDES HEXAGONAL ADPTER ADRD UL/FM APPROVED FOR RS-MAM-RD9/11 VALVE FILLING POR TO CONNECT PRESSURE SWITCH. | 91 |  |  |  |  | 91 | Piece | 1 |  |  | INV#150
234 | OPI-SIS-043(A)-007 | 2022-08-06 | SACR-PL-SIS-043(A)-005 | ADISH-P-PO-GE-043(A) | SISICO | DDP Site | 5 |  | Sub Item | SA-IG-MI-CB-15 | LADH11UF500 | FLEXIBLE ACTIVATION HOSE OF 1,69 IN. (500 MM.) MODEL DH-11 L/FM APPROVED | 2 |  |  |  |  | 2 | Piece | 1 |  |  | INV#150
235 | OPI-SIS-043(A)-007 | 2022-08-06 | SACR-PL-SIS-043(A)-005 | ADISH-P-PO-GE-043(A) | SISICO | DDP Site | 5 |  | Sub Item | SA-IG-MI-BLV-1/4 | POVV8UF | BLEED VALVE OF 1/4" MODEL POV8 UL/FM APPROVED | 3 |  |  |  |  | 3 | Piece | 1 |  |  | INV#150
236 | OPI-SIS-043(A)-007 | 2022-08-06 | SACR-PL-SIS-043(A)-005 | ADISH-P-PO-GE-043(A) | SISICO | DDP Site | 5 |  | Sub Item | SA-IG-MI-CB-45 | POHELS | SIDE BRACKET FOR STANDALONE FOOR FASTENING. | 16 |  |  |  |  | 16 | Set | 1 |  |  | INV#150
237 | OPI-SIS-043(A)-007 | 2022-08-06 | SACR-PL-SIS-043(A)-005 | ADISH-P-PO-GE-043(A) | SISICO | DDP Site | 5 |  | Sub Item | SA-IG-MI-CB-15 | POVALAN10SVU | CHECK VALVE 1/4" TO DIRECT TH FLOW FROM SELECTOR VALVES BETEEN CILINDERS OF BATTERY.UL/F approved. | 3 |  |  |  |  | 3 | Piece | 1 |  |  | INV#150
238 | OPI-SIS-043(A)-007 | 2022-08-06 | SACR-PL-SIS-043(A)-005 | ADISH-P-PO-GE-043(A) | SISICO | DDP Site | 5 |  | Sub Item | SA-IG-MI-CB-45 | POA8CUUF | ADAPTOR 1/4''BSP to COPPER TUE. UL/FM APPROVED | 4 |  |  |  |  | 4 | Piece | 1 |  |  | INV#150
239 | OPI-SIS-043(A)-007 | 2022-08-06 | SACR-PL-SIS-043(A)-005 | ADISH-P-PO-GE-043(A) | SISICO | DDP Site | 5 |  | Sub Item | SA-IG-MI-CB-45 | POAD10MMUF | Union adaptor M-M model POAD1MMUF, UL/FM approved | 1 |  |  |  |  | 1 | Piece | 1 |  |  | INV#150
240 | OPI-SIS-043(A)-007 | 2022-08-06 | SACR-PL-SIS-043(A)-005 | ADISH-P-PO-GE-043(A) | SISICO | DDP Site | 5 |  | Sub Item | SA-IG-MI-CB-45 | POVALAN10UF | Check valve in-line 1/4" stailess steel model VALAN-WFR8, U/FM Approved | 2 |  |  |  |  | 2 | Piece | 1 |  |  | INV#150
241 | OPI-SIS-043(A)-007 | 2022-08-06 | SACR-PL-SIS-043(A)-005 | ADISH-P-PO-GE-043(A) | SISICO | DDP Site | 5 |  | Sub Item | SA-IG-MI-CB-45 | 227TEUF | "T" MALE 1/4"G MODEL SIEX UL/M APPROVED | 3 |  |  |  |  | 3 | Piece | 1 |  |  | INV#150
242 | OPI-SIS-043(A)-007 | 2022-08-06 | SACR-PL-SIS-043(A)-005 | ADISH-P-PO-GE-043(A) | SISICO | DDP Site | 5 |  | Sub Item | SA-IG-MI-PC-150 | P6UF150S | NITROGEN (N2) PILOT CYLINDER F 0,24 ft³ (6,7 L) AT 1175 psi(150 bar) SIEXMODEL 100M6UFXX UL/FM APPROVED | 4 |  |  |  |  | 4 | Piece | 1 |  |  | INV#150
243 | OPI-SIS-043(A)-007 | 2022-08-06 | SACR-PL-SIS-043(A)-005 | ADISH-P-PO-GE-043(A) | SISICO | DDP Site | 5 |  | Sub Item | SA-IG-MI-CB-45 | POPRENA250UF | LOW PRESSURE SWITCH NORMALLY PEN (NO) RANGE 1450-3625 PSI (00-250 BAR) MODEL POPRENA250 U/FM APPROVED | 4 |  |  |  |  | 4 | Piece | 1 |  |  | INV#150
244 | OPI-SIS-043(A)-007 | 2022-08-06 | SACR-PL-SIS-043(A)-005 | ADISH-P-PO-GE-043(A) | SISICO | DDP Site | 5 |  | Sub Item | SA-IG-MI-REA-24 | SOLCAMDNCUF | REARMABLE ELECTRIC ACTUATOR HAD 24VCC-DC MODEL 227SOLC WHATINCLUDES MONITORING AND CONTRO HEAD MODEL 227AMDC . UL/FM APROVED | 4 |  |  |  |  | 4 | Piece | 1 |  |  | INV#150
245 | OPI-SIS-043(A)-007 | 2022-08-06 | SACR-PL-SIS-043(A)-005 | ADISH-P-PO-GE-043(A) | SISICO | DDP Site | 5 |  | Sub Item | SA-IG-MI-CB-45 | 227DMSUF | MANUAL ACTUATOR HEAD MODEL 22 DMS. UL/FM APPROVED. | 4 |  |  |  |  | 4 | Piece | 1 |  |  | INV#150
246 | OPI-SIS-043(A)-007 | 2022-08-06 | SACR-PL-SIS-043(A)-005 | ADISH-P-PO-GE-043(A) | SISICO | DDP Site | 5 |  | Sub Item | SA-IG-MI-CB-45 | HE6,7UF | FIXING BRACKET 6,7 L CYLINDER UL/FM | 4 |  |  |  |  | 4 | Piece | 1 |  |  | INV#150
247 | OPI-SIS-043(A)-007 | 2022-08-06 | SACR-PL-SIS-043(A)-005 | ADISH-P-PO-GE-043(A) | SISICO | DDP Site | 5 |  | Sub Item | SA-IG-MI-CB-45 | POA218UF | ADAPTOR W21,7 to 1/4" BSP. ULFM Approved | 4 |  |  |  |  | 4 | Piece | 1 |  |  | INV#150
248 | OPI-SIS-043(A)-007 | 2022-08-06 | SACR-PL-SIS-043(A)-005 | ADISH-P-PO-GE-043(A) | SISICO | DDP Site | 5 |  | Sub Item | SA-IG-MI-CB-45 | LADH11UF500 | FLEXIBLE ACTIVATION HOSE OF 1,69 IN. (500 MM.) MODEL DH-11 L/FM APPROVED | 4 |  |  |  |  | 4 | Piece | 1 |  |  | INV#150
249 | OPI-SIS-043(A)-007 | 2022-08-06 | SACR-PL-SIS-043(A)-005 | ADISH-P-PO-GE-043(A) | SISICO | DDP Site | 5 |  | Sub Item | SA-IG-MI-PDI-2L | CRETIRNI6/30UF | PNEUMATIC DELAY INDIRECT OF 2 EQUIPPED WITH RGS-MAM-4 VALVEFOR PILOT CYLINDER OF 6,7 LTS DELAY 30 S) UL/FM APPROVAL | 4 |  |  |  |  | 4 | Piece | 1 |  |  | INV#150
250 | OPI-SIS-043(A)-007 | 2022-08-06 | SACR-PL-SIS-043(A)-005 | ADISH-P-PO-GE-043(A) | SISICO | DDP Site | 5 |  | Sub Item | SA-IG-MI-CB-45 | ...... | Adaptors 1/2" to 1/4 | 8 |  |  |  |  | 8 | Piece | 1 |  |  | INV#150
251 | OPI-SIS-043(A)-007 | 2022-08-06 | SACR-PL-SIS-043(A)-005 | ADISH-P-PO-GE-043(A) | SISICO | DDP Site | 5 |  | Sub Item | SA-IG-MI-CB-45 | HE2,7UF | FIXING BRACKET MODEL HE2,7 FO 2L CYLINDERS. UL/FM | 4 |  |  |  |  | 4 | Piece | 1 |  |  | INV#150
252 | OPI-SIS-043(A)-007 | 2022-08-06 | SACR-PL-SIS-043(A)-005 | ADISH-P-PO-GE-043(A) | SISICO | DDP Site | 5 |  | Sub Item | SA-IG-MI-CB-45 | LADH11UF500 | FLEXIBLE ACTIVATION HOSE OF 1,69 IN. (500 MM.) MODEL DH-11 L/FM APPROVED | 4 |  |  |  |  | 4 | Piece | 1 |  |  | INV#150
253 | OPI-SIS-043(A)-007 | 2022-08-06 | SACR-PL-SIS-043(A)-005 | ADISH-P-PO-GE-043(A) | SISICO | DDP Site | 5 |  | Sub Item | SA-IG-MI-PC-95 | P0,08U95SC | Nitrogen pilot cylinder of 0,8 L at 1377 psi (95 bar) Siex ystemsmodel 101M0,08UFX-X ULFM approved. | 4 |  |  |  |  | 4 | Piece | 1 |  |  | INV#150
254 | OPI-SIS-043(A)-007 | 2022-08-06 | SACR-PL-SIS-043(A)-005 | ADISH-P-PO-GE-043(A) | SISICO | DDP Site | 5 |  | Sub Item | SA-IG-MI-LPS-NO-150UF | POPRENA150UF | LOW PRESSURE SWITCH NORMALLY PEN (NO) RANGE 725-2175 PSI (5-150 BAR) MODEL POPRENA150 UL/M APPROVED | 4 |  |  |  |  | 4 | Piece | 1 |  |  | INV#150
255 | OPI-SIS-043(A)-007 | 2022-08-06 | SACR-PL-SIS-043(A)-005 | ADISH-P-PO-GE-043(A) | SISICO | DDP Site | 5 |  | Sub Item | SA-IG-MI-PA-227CN | 227CNCOUF | PNEUMATIC ACTUATOR HEAD MODEL227CN + 1/4" G ELBOW UL/FM APPOVED | 4 |  |  |  |  | 4 | Piece | 1 |  |  | INV#150
256 | OPI-SIS-043(A)-007 | 2022-08-06 | SACR-PL-SIS-043(A)-005 | ADISH-P-PO-GE-043(A) | SISICO | DDP Site | 5 |  | Sub Item | SA-IG-MI-CB-45 | HE008UF | FIXING BRACKET MODEL HE008 FO 0,08 LITRES CYLINDERS. UL/FM | 4 |  |  |  |  | 4 | Piece | 1 |  |  | INV#150
257 | OPI-SIS-043(A)-007 | 2022-08-06 | SACR-PL-SIS-043(A)-005 | ADISH-P-PO-GE-043(A) | SISICO | DDP Site | 5 |  | Sub Item | SA-IG-MI-CB-45 | LADH11UF500 | FLEXIBLE ACTIVATION HOSE OF 1,69 IN. (500 MM.) MODEL DH-11 L/FM APPROVED | 4 |  |  |  |  | 4 | Piece | 1 |  |  | INV#150
258 | OPI-SIS-043(A)-007 | 2022-08-06 | SACR-PL-SIS-043(A)-005 | ADISH-P-PO-GE-043(A) | SISICO | DDP Site | 5 |  | Sub Item | SA-IG-MI-CB-45 | POAD10MMUF | Union adaptor M-M model POAD1MMUF, UL/FM approved | 4 |  |  |  |  | 4 | Piece | 1 |  |  | INV#150
259 | OPI-SIS-043(A)-007 | 2022-08-06 | SACR-PL-SIS-043(A)-005 | ADISH-P-PO-GE-043(A) | SISICO | DDP Site | 5 |  | Sub Item | SA-IG-MI-PC-200 | P2U200SC | NITROGEN (N2) PILOT CYLINDER F 0,07 ft³ (2 L) AT 2900 psi (00 bar) SIEXWITH CONSTANT FLW AND PRESURE VALVE MODEL 101MUX-X UL LISTED | 4 |  |  |  |  | 4 | Piece | 1 |  |  | INV#150
260 | OPI-SIS-043(A)-007 | 2022-08-06 | SACR-PL-SIS-043(A)-005 | ADISH-P-PO-GE-043(A) | SISICO | DDP Site | 5 |  | Sub Item | SA-IG-MI-CB-45 | POPRENA250UF | RDLow pressure switch, NO, mode POPRENA250, UL/FM approved, nrmally opened, it closes with ressure. INCLUDES HEXAGONAL ADPTER ADRD UL/FM APPROVED FOR RS-MAM-RD9/11 VALVE FILLING POR TO CONNECT PRESSURE SWITCH. | 4 |  |  |  |  | 4 | Piece | 1 |  |  | INV#150
261 | OPI-SIS-043(A)-007 | 2022-08-06 | SACR-PL-SIS-043(A)-005 | ADISH-P-PO-GE-043(A) | SISICO | DDP Site | 5 |  | Sub Item | SA-IG-MI-CB-45 | HE2,7UF | FIXING BRACKET MODEL HE2,7 FO 2L CYLINDERS. UL/FM | 4 |  |  |  |  | 4 | Piece | 1 |  |  | INV#150
262 | OPI-SIS-043(A)-007 | 2022-08-06 | SACR-PL-SIS-043(A)-005 | ADISH-P-PO-GE-043(A) | SISICO | DDP Site | 5 |  | Sub Item | SA-IG-MI-CB-45 | POA21CUUF | W21,7 to copper tube adaptor.UL/FM approved | 4 |  |  |  |  | 4 | Piece | 1 |  |  | INV#150
263 | OPI-SIS-043(A)-007 | 2022-08-06 | SACR-PL-SIS-043(A)-005 | ADISH-P-PO-GE-043(A) | SISICO | DDP Site | 5 |  | Sub Item | SA-IG-MI-SVM-4 | POCOLV100-4 | SELECTOR VALVE MANIFOLD 4" DIMETER, 4 INLETS. | 1 |  |  |  |  | 1 | Piece | 1 |  |  | INV#150
264 | OPI-SIS-043(A)-007 | 2022-08-06 | SACR-PL-SIS-043(A)-005 | ADISH-P-PO-GE-043(A) | SISICO | DDP Site | 5 |  | Sub Item | SA-IG-MI-MAF-110UF | VREC110UF | Manifold pressure relief valv, model VREC (110), UL/FM apprved | 1 |  |  |  |  | 1 | Piece | 1 |  |  | INV#150
265 | OPI-SIS-043(A)-007 | 2022-08-06 | SACR-PL-SIS-043(A)-005 | ADISH-P-PO-GE-043(A) | SISICO | DDP Site | 5 |  | Sub Item | SA-IG-MI-CB-45 | POVD100UF | 4'' SELECTOR VALVE MODEL SVD10. APROBADO UL/FM. | 2 |  |  |  |  | 2 | Piece | 1 |  |  | INV#150
266 | OPI-SIS-043(A)-007 | 2022-08-06 | SACR-PL-SIS-043(A)-005 | ADISH-P-PO-GE-043(A) | SISICO | DDP Site | 5 |  | Sub Item | SA-IG-MI-CB-45 | POVD65UF | 2-1/2'' SELECTOR VALVE MODEL VD65. APROBADO UL/FM. | 1 |  |  |  |  | 1 | Piece | 1 |  |  | INV#150
267 | OPI-SIS-043(A)-007 | 2022-08-06 | SACR-PL-SIS-043(A)-005 | ADISH-P-PO-GE-043(A) | SISICO | DDP Site | 5 |  | Sub Item | SA-IG-MI-CB-45 | POVD40SHUF | 1-1/2'' SELECTOR VALVE MODEL VD40SH. UL/FM APPROVED. | 1 |  |  |  |  | 1 | Piece | 1 |  |  | INV#150
268 | OPI-SIS-043(A)-007 | 2022-08-06 | SACR-PL-SIS-043(A)-005 | ADISH-P-PO-GE-043(A) | SISICO | DDP Site | 5 |  | Sub Item | SA-IG-MI-CB-45 | SVA100UF | 4'' BLOCKING VALVE MODEL SVA10. UL/FM APPROVED. | 2 |  |  |  |  | 2 | Piece | 1 |  |  | INV#150
269 | OPI-SIS-043(A)-007 | 2022-08-06 | SACR-PL-SIS-043(A)-005 | ADISH-P-PO-GE-043(A) | SISICO | DDP Site | 5 |  | Sub Item | SA-IG-MI-BV-2.1/2 | SVA65UF | 2-1/2'' BLOCKING VALVE MODEL VA65. UL/FM APPROVED. | 1 |  |  |  |  | 1 | Piece | 1 |  |  | INV#150
270 | OPI-SIS-043(A)-007 | 2022-08-06 | SACR-PL-SIS-043(A)-005 | ADISH-P-PO-GE-043(A) | SISICO | DDP Site | 5 |  | Sub Item | SA-IG-MI-BV-1.1/2 | SVA40SHUF | 1-1/2'' BLOCKING VALVE MODEL VA40SH. . UL/FM APPROVED. | 1 |  |  |  |  | 1 | Piece | 1 |  |  | INV#150
271 | OPI-SIS-043(A)-007 | 2022-08-06 | SACR-PL-SIS-043(A)-005 | ADISH-P-PO-GE-043(A) | SISICO | DDP Site | 5 |  | Sub Item | SA-IG-MI-CB-45 | SVAFCUF | End of line for blocking valvs, with two contacts N/C and NA to send an electrical signalto the fire control station ULFM Approved | 4 |  |  |  |  | 4 | Piece | 1 |  |  | INV#150
272 | OPI-SIS-043(A)-007 | 2022-08-06 | SACR-PL-SIS-043(A)-005 | ADISH-P-PO-GE-043(A) | SISICO | DDP Site | 5 |  | Sub Item | SA-IG-MI-PS-POINPRE66LUF | POINPRE66LUF | Pressure switch, 1/4", model OINPRE 6-6L, UL/FM approved | 4 |  |  |  |  | 4 | Piece | 1 |  |  | INV#150
273 | OPI-SIS-043(A)-007 | 2022-08-06 | SACR-PL-SIS-043(A)-005 | ADISH-P-PO-GE-043(A) | SISICO | DDP Site | 5 |  | Sub Item | SA-IG-MI-CB-45 | POLATCUUF | Copper hose 6x4 mm. UL/FM Appoved | 40 |  |  |  |  | 40 | Set | 1 |  |  | INV#150
274 | OPI-SIS-043(A)-007 | 2022-08-06 | SACR-PL-SIS-043(A)-005 | ADISH-P-PO-GE-043(A) | SISICO | DDP Site | 5 |  | Sub Item | SA-IG-MI-PSE-0.8 | CSIRNUF | PNEUMATIC SIREN 0,8mm APPROVE UL/FM | 4 |  |  |  |  | 4 | Piece | 1 |  |  | INV#150
275 | OPI-SIS-043(A)-007 | 2022-08-06 | SACR-PL-SIS-043(A)-005 | ADISH-P-PO-GE-043(A) | SISICO | DDP Site | 5 |  | Sub Item | SA-IG-MI-CB-45 | POAD10MMUF | Union adaptor M-M model POAD1MMUF, UL/FM approved | 4 |  |  |  |  | 4 | Piece | 1 |  |  | INV#150
276 | OPI-SIS-043(A)-007 | 2022-08-06 | SACR-PL-SIS-043(A)-005 | ADISH-P-PO-GE-043(A) | SISICO | DDP Site | 5 |  | Sub Item | SA-IG-MI-No-360-1-10 | FEDR25UF | RADIAL NOZZLE 360º DE 1" MODE FEDR25 UL/FM APPROVED | 18 |  |  |  |  | 18 | Set | 1 |  |  | INV#150
277 | OPI-SIS-043(A)-007 | 2022-08-06 | SACR-PL-SIS-043(A)-005 | ADISH-P-PO-GE-043(A) | SISICO | DDP Site | 5 |  | Sub Item | SA-IG-MI-CB-45 | POPC25UF | PLATE CALIBRATE 1" MODEL POPC5 CALIBRATED TO MM UL/FM APPROED | 18 |  |  |  |  | 18 | Set | 1 |  |  | INV#150
278 | OPI-SIS-043(A)-007 | 2022-08-06 | SACR-PL-SIS-043(A)-005 | ADISH-P-PO-GE-043(A) | SISICO | DDP Site | 5 |  | Sub Item | SA-IG-MI-CB-45 | FEDR25UF | RADIAL NOZZLE 360º DE 1" MODE FEDR25 UL/FM APPROVED | 3 |  |  |  |  | 3 | Set | 1 |  |  | INV#150
279 | OPI-SIS-043(A)-007 | 2022-08-06 | SACR-PL-SIS-043(A)-005 | ADISH-P-PO-GE-043(A) | SISICO | DDP Site | 5 |  | Sub Item | SA-IG-MI-CB-45 | POPC25UF | PLATE CALIBRATE 1" MODEL POPC5 CALIBRATED TO MM UL/FM APPROED | 3 |  |  |  |  | 3 | Piece | 1 |  |  | INV#150
280 | OPI-SIS-043(A)-007 | 2022-08-06 | SACR-PL-SIS-043(A)-005 | ADISH-P-PO-GE-043(A) | SISICO | DDP Site | 5 |  | Sub Item | SA-IG-MI-No-360-1.1/4-14 | FEDR32UF | RADIAL NOZZLE 360º DE 1 1/4" ODEL FEDR32 UL/FM APPROVED | 16 |  |  |  |  | 16 | Set | 1 |  |  | INV#150
281 | OPI-SIS-043(A)-007 | 2022-08-06 | SACR-PL-SIS-043(A)-005 | ADISH-P-PO-GE-043(A) | SISICO | DDP Site | 5 |  | Sub Item | SA-IG-MI-CB-45 | POPC32UF | PLATE CALIBRATAE 1 1/4" MODEL OPC32 CALIBRATED TO MM UL/FM APROVED | 16 |  |  |  |  | 16 | Set | 1 |  |  | INV#150
282 | OPI-SIS-043(A)-007 | 2022-08-06 | SACR-PL-SIS-043(A)-005 | ADISH-P-PO-GE-043(A) | SISICO | DDP Site | 5 |  | Sub Item | SA-IG-MI-No-360-2-26 | FEDR50UF | RADIAL NOZZLE 360º DE 2" MODE FEDR50 UL/FM APPROVED | 15 |  |  |  |  | 15 | Set | 1 |  |  | INV#150
283 | OPI-SIS-043(A)-007 | 2022-08-06 | SACR-PL-SIS-043(A)-005 | ADISH-P-PO-GE-043(A) | SISICO | DDP Site | 5 |  | Sub Item | SA-IG-MI-CB-45 | POPC50UF | PLATE CALIBRATE 2" MODEL POPC0 CALIBRATED TO MM UL/FM APPROED | 15 |  |  |  |  | 15 | Set | 1 |  |  | INV#150
284 | OPI-SIS-043(A)-007 | 2022-08-06 | SACR-PL-SIS-043(A)-005 | ADISH-P-PO-GE-043(A) | SISICO | DDP Site | 5 |  | Sub Item | SA-IG-MI-CB-45 | SE55 | SET OF PRINTED SAFETY SIGNS FR AN IG-55 PROTECTED AREA | 4 |  |  |  |  | 4 | Piece | 1 |  |  | INV#150
285 | OPI-SIS-043(A)-007 | 2022-08-06 | SACR-PL-SIS-043(A)-005 | ADISH-P-PO-GE-043(A) | SISICO | DDP Site | 5 |  | Sub Item | SA-IG-MI-CB-16 | 55B140D16U2SC | BANK OF 16 CYL IN DOUBLE ROW F 4,94 ft³. (140L) at 2900 psi(200 bar) IG-55, INERT-SIEXCT Constant Flow Technology MODL 56M140UFXX UL LISTED | 1 |  |  |  |  | 1 | Piece | 1 |  |  | INV#150
286 | OPI-SIS-043(A)-007 | 2022-08-06 | SACR-PL-SIS-043(A)-005 | ADISH-P-PO-GE-043(A) | SISICO | DDP Site | 5 |  | Sub Item | SA-IG-MI-CB-15 | 55B140D15U2SC | BANK OF 15 CYL IN DOUBLE ROW F 4,94 ft³. (140L) at 2900 psi(200 bar) IG-55, INERT-SIEXCT Constant Flow Technology MODL 56M140UFXX UL LISTED | 1 |  |  |  |  | 1 | Piece | 1 |  |  | INV#150
287 | OPI-SIS-043(A)-007 | 2022-08-06 | SACR-PL-SIS-043(A)-005 | ADISH-P-PO-GE-043(A) | SISICO | DDP Site | 5 |  | Sub Item | SA-IG-MI-CB-15 | POPRENA250UF | RDLow pressure switch, NO, mode POPRENA250, UL/FM approved, nrmally opened, it closes with ressure. INCLUDES HEXAGONAL ADPTER ADRD UL/FM APPROVED FOR RS-MAM-RD9/11 VALVE FILLING POR TO CONNECT PRESSURE SWITCH. | 31 |  |  |  |  | 31 | Set | 1 |  |  | INV#150
288 | OPI-SIS-043(A)-007 | 2022-08-06 | SACR-PL-SIS-043(A)-005 | ADISH-P-PO-GE-043(A) | SISICO | DDP Site | 5 |  | Sub Item | SA-IG-MI-BLV-1/4 | POVV8UF | BLEED VALVE OF 1/4" MODEL POV8 UL/FM APPROVED | 1 |  |  |  |  | 1 | Piece | 1 |  |  | INV#150
289 | OPI-SIS-043(A)-007 | 2022-08-06 | SACR-PL-SIS-043(A)-005 | ADISH-P-PO-GE-043(A) | SISICO | DDP Site | 5 |  | Sub Item | SA-IG-MI-CB-15 | POHELS | SIDE BRACKET FOR STANDALONE FOOR FASTENING. | 8 |  |  |  |  | 8 | Piece | 1 |  |  | INV#150
290 | OPI-SIS-043(A)-007 | 2022-08-06 | SACR-PL-SIS-043(A)-005 | ADISH-P-PO-GE-043(A) | SISICO | DDP Site | 5 |  | Sub Item | SA-IG-MI-CB-15 | POVALAN10SVU | CHECK VALVE 1/4" TO DIRECT TH FLOW FROM SELECTOR VALVES BETEEN CILINDERS OF BATTERY.UL/F approved. | 3 |  |  |  |  | 3 | Piece | 1 |  |  | INV#150
291 | OPI-SIS-043(A)-007 | 2022-08-06 | SACR-PL-SIS-043(A)-005 | ADISH-P-PO-GE-043(A) | SISICO | DDP Site | 5 |  | Sub Item | SA-IG-MI-CB-15 | POA8CUUF | ADAPTOR 1/4''BSP to COPPER TUE. UL/FM APPROVED | 3 |  |  |  |  | 3 | Piece | 1 |  |  | INV#150
292 | OPI-SIS-043(A)-007 | 2022-08-06 | SACR-PL-SIS-043(A)-005 | ADISH-P-PO-GE-043(A) | SISICO | DDP Site | 5 |  | Sub Item | SA-IG-MI-PC-150 | P6UF150S | NITROGEN (N2) PILOT CYLINDER F 0,24 ft³ (6,7 L) AT 1175 psi(150 bar) SIEXMODEL 100M6UFXX UL/FM APPROVED | 4 |  |  |  |  | 4 | Piece | 1 |  |  | INV#150
293 | OPI-SIS-043(A)-007 | 2022-08-06 | SACR-PL-SIS-043(A)-005 | ADISH-P-PO-GE-043(A) | SISICO | DDP Site | 5 |  | Sub Item | SA-IG-MI-LPS-NO-250UFRD-1 | POPRENA250UF | LOW PRESSURE SWITCH NORMALLY PEN (NO) RANGE 1450-3625 PSI (00-250 BAR) MODEL POPRENA250 U/FM APPROVED | 4 |  |  |  |  | 4 | Piece | 1 |  |  | INV#150
294 | OPI-SIS-043(A)-007 | 2022-08-06 | SACR-PL-SIS-043(A)-005 | ADISH-P-PO-GE-043(A) | SISICO | DDP Site | 5 |  | Sub Item | SA-IG-MI-REA-24 | SOLCAMDNCUF | REARMABLE ELECTRIC ACTUATOR HAD 24VCC-DC MODEL 227SOLC WHATINCLUDES MONITORING AND CONTRO HEAD MODEL 227AMDC . UL/FM APROVED | 4 |  |  |  |  | 4 | Piece | 1 |  |  | INV#150
295 | OPI-SIS-043(A)-007 | 2022-08-06 | SACR-PL-SIS-043(A)-005 | ADISH-P-PO-GE-043(A) | SISICO | DDP Site | 5 |  | Sub Item | SA-IG-MI-CB-15 | 227DMSUF | MANUAL ACTUATOR HEAD MODEL 22 DMS. UL/FM APPROVED. | 4 |  |  |  |  | 4 | Piece | 1 |  |  | INV#150
296 | OPI-SIS-043(A)-007 | 2022-08-06 | SACR-PL-SIS-043(A)-005 | ADISH-P-PO-GE-043(A) | SISICO | DDP Site | 5 |  | Sub Item | SA-IG-MI-CB-15 | HE6,7UF | FIXING BRACKET 6,7 L CYLINDER UL/FM | 4 |  |  |  |  | 4 | Piece | 1 |  |  | INV#150
297 | OPI-SIS-043(A)-007 | 2022-08-06 | SACR-PL-SIS-043(A)-005 | ADISH-P-PO-GE-043(A) | SISICO | DDP Site | 5 |  | Sub Item | SA-IG-MI-CB-15 | POA218UF | ADAPTOR W21,7 to 1/4" BSP. ULFM Approved | 4 |  |  |  |  | 4 | Piece | 1 |  |  | INV#150
298 | OPI-SIS-043(A)-007 | 2022-08-06 | SACR-PL-SIS-043(A)-005 | ADISH-P-PO-GE-043(A) | SISICO | DDP Site | 5 |  | Sub Item | SA-IG-MI-CB-15 | LADH11UF500 | FLEXIBLE ACTIVATION HOSE OF 1,69 IN. (500 MM.) MODEL DH-11 L/FM APPROVED | 4 |  |  |  |  | 4 | Piece | 1 |  |  | INV#150
299 | OPI-SIS-043(A)-007 | 2022-08-06 | SACR-PL-SIS-043(A)-005 | ADISH-P-PO-GE-043(A) | SISICO | DDP Site | 5 |  | Sub Item | SA-IG-MI-PDI-2L | CRETIRNI6/30UF | PNEUMATIC DELAY INDIRECT OF 2 EQUIPPED WITH RGS-MAM-4 VALVEFOR PILOT CYLINDER OF 6,7 LTS DELAY 30 S) UL/FM APPROVAL | 4 |  |  |  |  | 4 | Piece | 1 |  |  | INV#150
300 | OPI-SIS-043(A)-007 | 2022-08-06 | SACR-PL-SIS-043(A)-005 | ADISH-P-PO-GE-043(A) | SISICO | DDP Site | 5 |  | Sub Item | SA-IG-MI-CB-15 | ........ | Adaptors 1/2" to 1/4 | 8 |  |  |  |  | 8 | Piece | 1 |  |  | INV#150
301 | OPI-SIS-043(A)-007 | 2022-08-06 | SACR-PL-SIS-043(A)-005 | ADISH-P-PO-GE-043(A) | SISICO | DDP Site | 5 |  | Sub Item | SA-IG-MI-CB-15 | HE2,7UF | FIXING BRACKET MODEL HE2,7 FO 2L CYLINDERS. UL/FM | 4 |  |  |  |  | 4 | Piece | 1 |  |  | INV#150
302 | OPI-SIS-043(A)-007 | 2022-08-06 | SACR-PL-SIS-043(A)-005 | ADISH-P-PO-GE-043(A) | SISICO | DDP Site | 5 |  | Sub Item | SA-IG-MI-CB-15 | LADH11UF500 | FLEXIBLE ACTIVATION HOSE OF 1,69 IN. (500 MM.) MODEL DH-11 L/FM APPROVED | 4 |  |  |  |  | 4 | Piece | 1 |  |  | INV#150
303 | OPI-SIS-043(A)-007 | 2022-08-06 | SACR-PL-SIS-043(A)-005 | ADISH-P-PO-GE-043(A) | SISICO | DDP Site | 5 |  | Sub Item | SA-IG-MI-PC-95 | P0,08UF95RC | Nitrogen pilot cylinder of 0,8 L at 1377 psi (95 bar) RG Sytemsmodel 101M0,08UFX-X UL/F approved. | 4 |  |  |  |  | 4 | Piece | 1 |  |  | INV#150
304 | OPI-SIS-043(A)-007 | 2022-08-06 | SACR-PL-SIS-043(A)-005 | ADISH-P-PO-GE-043(A) | SISICO | DDP Site | 5 |  | Sub Item | SA-IG-MI-LPS-NO-150UF | POPRENA150UF | LOW PRESSURE SWITCH NORMALLY PEN (NO) RANGE 725-2175 PSI (5-150 BAR) MODEL POPRENA150 UL/M APPROVED | 4 |  |  |  |  | 4 | Piece | 1 |  |  | INV#150
305 | OPI-SIS-043(A)-007 | 2022-08-06 | SACR-PL-SIS-043(A)-005 | ADISH-P-PO-GE-043(A) | SISICO | DDP Site | 5 |  | Sub Item | SA-IG-MI-PA-227CN | 227CNCOUF | PNEUMATIC ACTUATOR HEAD MODEL227CN + 1/4" G ELBOW UL/FM APPOVED | 4 |  |  |  |  | 4 | Piece | 1 |  |  | INV#150
306 | OPI-SIS-043(A)-007 | 2022-08-06 | SACR-PL-SIS-043(A)-005 | ADISH-P-PO-GE-043(A) | SISICO | DDP Site | 5 |  | Sub Item | SA-IG-MI-CB-15 | HE008UF | FIXING BRACKET MODEL HE008 FO 0,08 LITRES CYLINDERS. UL/FM | 4 |  |  |  |  | 4 | Piece | 1 |  |  | INV#150
307 | OPI-SIS-043(A)-007 | 2022-08-06 | SACR-PL-SIS-043(A)-005 | ADISH-P-PO-GE-043(A) | SISICO | DDP Site | 5 |  | Sub Item | SA-IG-MI-BV-1 | SVA25SHUF | 1'' BLOCKING VALVE MODEL SVA2SH. . UL/FM APPROVED. | 1 |  |  |  |  | 1 | Piece | 1 |  |  | INV#150
308 | OPI-SIS-043(A)-007 | 2022-08-06 | SACR-PL-SIS-043(A)-005 | ADISH-P-PO-GE-043(A) | SISICO | DDP Site | 5 |  | Sub Item | SA-IG-MI-CB-15 | SVAFCUF | End of line for blocking valvs, with two contacts N/C and NA to send an electrical signalto the fire control station ULFM Approved | 4 |  |  |  |  | 4 | Piece | 1 |  |  | INV#150
309 | OPI-SIS-043(A)-007 | 2022-08-06 | SACR-PL-SIS-043(A)-005 | ADISH-P-PO-GE-043(A) | SISICO | DDP Site | 5 |  | Sub Item | SA-IG-MI-PS-POINPRE66LUF | POINPRE66LUF | Pressure switch, 1/4", model OINPRE 6-6L, UL/FM approved | 4 |  |  |  |  | 4 | Piece | 1 |  |  | INV#150
310 | OPI-SIS-043(A)-007 | 2022-08-06 | SACR-PL-SIS-043(A)-005 | ADISH-P-PO-GE-043(A) | SISICO | DDP Site | 5 |  | Sub Item | SA-IG-MI-CB-15 | POLATCUUF | Copper hose 6x4 mm. UL/FM Appoved | 40 |  |  |  |  | 40 | Set | 1 |  |  | INV#150
311 | OPI-SIS-043(A)-007 | 2022-08-06 | SACR-PL-SIS-043(A)-005 | ADISH-P-PO-GE-043(A) | SISICO | DDP Site | 5 |  | Sub Item | SA-IG-MI-CB-15 | POAD10MMUF | Union adaptor M-M model POAD1MMUF, UL/FM approved | 4 |  |  |  |  | 4 | Piece | 1 |  |  | INV#150
312 | OPI-SIS-043(A)-007 | 2022-08-06 | SACR-PL-SIS-043(A)-005 | ADISH-P-PO-GE-043(A) | SISICO | DDP Site | 5 |  | Sub Item | SA-IG-MI-No-360-1-10 | FEDR20UF | RADIAL NOZZLE 360º DE 3/4" MOEL FEDR20 UL/FM APPROVED | 16 |  |  |  |  | 16 | Set | 1 |  |  | INV#150
313 | OPI-SIS-043(A)-007 | 2022-08-06 | SACR-PL-SIS-043(A)-005 | ADISH-P-PO-GE-043(A) | SISICO | DDP Site | 5 |  | Sub Item | SA-IG-MI-CB-15 | POPC20UF | PLATE CALIBRATE 3/4" MODEL POC20 CALIBRATED TO MM UL/FM APPOVED | 16 |  |  |  |  | 16 | Set | 1 |  |  | INV#150
314 | OPI-SIS-043(A)-007 | 2022-08-06 | SACR-PL-SIS-043(A)-005 | ADISH-P-PO-GE-043(A) | SISICO | DDP Site | 5 |  | Sub Item | SA-IG-MI-No-360-1-10 | FEDR20UF | RADIAL NOZZLE 360º DE 3/4" MOEL FEDR20 UL/FM APPROVED | 2 |  |  |  |  | 2 | Piece | 1 |  |  | INV#150
315 | OPI-SIS-043(A)-007 | 2022-08-06 | SACR-PL-SIS-043(A)-005 | ADISH-P-PO-GE-043(A) | SISICO | DDP Site | 5 |  | Sub Item | SA-IG-MI-CB-15 | POPC20UF | PLATE CALIBRATE 3/4" MODEL POC20 CALIBRATED TO MM UL/FM APPOVED | 2 |  |  |  |  | 2 | Piece | 1 |  |  | INV#150
316 | OPI-SIS-043(A)-007 | 2022-08-06 | SACR-PL-SIS-043(A)-005 | ADISH-P-PO-GE-043(A) | SISICO | DDP Site | 5 |  | Sub Item | SA-IG-MI-CB-15 | FEDR25UF | RADIAL NOZZLE 360º DE 1" MODE FEDR25 UL/FM APPROVED | 10 |  |  |  |  | 10 | Set | 1 |  |  | INV#150
317 | OPI-SIS-043(A)-007 | 2022-08-06 | SACR-PL-SIS-043(A)-005 | ADISH-P-PO-GE-043(A) | SISICO | DDP Site | 5 |  | Sub Item | SA-IG-MI-CB-15 | POPC25UF | PLATE CALIBRATE 1" MODEL POPC5 CALIBRATED TO MM UL/FM APPROED | 10 |  |  |  |  | 10 | Set | 1 |  |  | INV#150
318 | OPI-SIS-043(A)-007 | 2022-08-06 | SACR-PL-SIS-043(A)-005 | ADISH-P-PO-GE-043(A) | SISICO | DDP Site | 5 |  | Sub Item | SA-IG-MI-CB-15 | FEDR32UF | RADIAL NOZZLE 360º DE 1 1/4" ODEL FEDR32 UL/FM APPROVED | 8 |  |  |  |  | 8 | Piece | 1 |  |  | INV#150
319 | OPI-SIS-043(A)-007 | 2022-08-06 | SACR-PL-SIS-043(A)-005 | ADISH-P-PO-GE-043(A) | SISICO | DDP Site | 5 |  | Sub Item | SA-IG-MI-CB-15 | POPC32UF | PLATE CALIBRATE 1 1/4" MODEL OPC32 CALIBRATED TO MM UL/FM APROVED | 8 |  |  |  |  | 8 | Piece | 1 |  |  | INV#150
320 | OPI-SIS-043(A)-007 | 2022-08-06 | SACR-PL-SIS-043(A)-005 | ADISH-P-PO-GE-043(A) | SISICO | DDP Site | 5 |  | Sub Item | SA-IG-MI-CB-15 | SE55 | SET OF PRINTED SAFETY SIGNS FR AN IG-55 PROTECTED AREA | 4 |  |  |  |  | 4 | Piece | 1 |  |  | INV#150
321 | OPI-SIS-043(A)-007 | 2022-08-06 | SACR-PL-SIS-043(A)-005 | ADISH-P-PO-GE-043(A) | SISICO | DDP Site | 5 |  | Sub Item | SA-IG-MI-CB-27 | 55B140D27U2SC | BANK OF 27 CYL IN DOUBLE ROW F 4,94 ft³. (140L) at 2900 psi(200 bar) IG-55, INERT-SIEXCT Constant Flow Technology MODL 56M140UFXX UL LISTED | 1 |  |  |  |  | 1 | Piece | 1 |  |  | INV#150
322 | OPI-SIS-043(A)-007 | 2022-08-06 | SACR-PL-SIS-043(A)-005 | ADISH-P-PO-GE-043(A) | SISICO | DDP Site | 5 |  | Sub Item | SA-IG-MI-LPS-NO-250UFRD-1 | POPRENA250UF | Low pressure switch, NO, mode POPRENA250, UL/FM approved, nrmally opened, it closes with ressure. INCLUDES HEXAGONAL ADPTER ADRD UL/FM APPROVED FOR RS-MAM-RD9/11 VALVE FILLING POR TO CONNECT PRESSURE SWITCH. | 27 |  |  |  |  | 27 | Set | 1 |  |  | INV#150
323 | OPI-SIS-043(A)-007 | 2022-08-06 | SACR-PL-SIS-043(A)-005 | ADISH-P-PO-GE-043(A) | SISICO | DDP Site | 5 |  | Sub Item | SA-IG-MI-BLV-1/4 | POVV8UF | BLEED VALVE OF 1/4" MODEL POV8 UL/FM APPROVED | 1 |  |  |  |  | 1 | Piece | 1 |  |  | INV#150
324 | OPI-SIS-043(A)-007 | 2022-08-06 | SACR-PL-SIS-043(A)-005 | ADISH-P-PO-GE-043(A) | SISICO | DDP Site | 5 |  | Sub Item | SA-IG-MI-CB-27 | POHELS | SIDE BRACKET FOR STANDALONE FOOR FASTENING. | 6 |  |  |  |  | 6 | Piece | 1 |  |  | INV#150
325 | OPI-SIS-043(A)-007 | 2022-08-06 | SACR-PL-SIS-043(A)-005 | ADISH-P-PO-GE-043(A) | SISICO | DDP Site | 5 |  | Sub Item | SA-IG-MI-CB-27 | POA8CUUF | ADAPTOR 1/4''BSP to COPPER TUE. UL/FM APPROVED | 1 |  |  |  |  | 1 | Piece | 1 |  |  | INV#150
326 | OPI-SIS-043(A)-007 | 2022-08-06 | SACR-PL-SIS-043(A)-005 | ADISH-P-PO-GE-043(A) | SISICO | DDP Site | 5 |  | Sub Item | SA-IG-MI-CB-27 | POVALAN10SVU | CHECK VALVE 1/4" TO DIRECT TH FLOW FROM SELECTOR VALVES BETEEN CILINDERS OF BATTERY.UL/F approved. | 2 |  |  |  |  | 2 | Piece | 1 |  |  | INV#150
327 | OPI-SIS-043(A)-007 | 2022-08-06 | SACR-PL-SIS-043(A)-005 | ADISH-P-PO-GE-043(A) | SISICO | DDP Site | 5 |  | Sub Item | SA-IG-MI-PC-150 | P6UF150S | NITROGEN (N2) PILOT CYLINDER F 0,24 ft³ (6,7 L) AT 1175 psi(150 bar) SIEXMODEL 100M6UFXX UL/FM APPROVED | 3 |  |  |  |  | 3 | Piece | 1 |  |  | INV#150
328 | OPI-SIS-043(A)-007 | 2022-08-06 | SACR-PL-SIS-043(A)-005 | ADISH-P-PO-GE-043(A) | SISICO | DDP Site | 5 |  | Sub Item | SA-IG-MI-CB-27 | POPRENA250UF | LOW PRESSURE SWITCH NORMALLY PEN (NO) RANGE 1450-3625 PSI (00-250 BAR) MODEL POPRENA250 U/FM APPROVED | 3 |  |  |  |  | 3 | Piece | 1 |  |  | INV#150
329 | OPI-SIS-043(A)-007 | 2022-08-06 | SACR-PL-SIS-043(A)-005 | ADISH-P-PO-GE-043(A) | SISICO | DDP Site | 5 |  | Sub Item | SA-IG-MI-REA-24 | SOLCAMDNCUF | REARMABLE ELECTRIC ACTUATOR HAD 24VCC-DC MODEL 227SOLC WHATINCLUDES MONITORING AND CONTRO HEAD MODEL 227AMDC . UL/FM APROVED | 3 |  |  |  |  | 3 | Piece | 1 |  |  | INV#150
330 | OPI-SIS-043(A)-007 | 2022-08-06 | SACR-PL-SIS-043(A)-005 | ADISH-P-PO-GE-043(A) | SISICO | DDP Site | 5 |  | Sub Item | SA-IG-MI-CB-27 | 227DMSUF | MANUAL ACTUATOR HEAD MODEL 22 DMS. UL/FM APPROVED. | 3 |  |  |  |  | 3 | Piece | 1 |  |  | INV#150
331 | OPI-SIS-043(A)-007 | 2022-08-06 | SACR-PL-SIS-043(A)-005 | ADISH-P-PO-GE-043(A) | SISICO | DDP Site | 5 |  | Sub Item | SA-IG-MI-CB-27 | HE6,7UF | FIXING BRACKET 6,7 L CYLINDER UL/FM | 3 |  |  |  |  | 3 | Piece | 1 |  |  | INV#150
332 | OPI-SIS-043(A)-007 | 2022-08-06 | SACR-PL-SIS-043(A)-005 | ADISH-P-PO-GE-043(A) | SISICO | DDP Site | 5 |  | Sub Item | SA-IG-MI-CB-27 | POA218UF | ADAPTOR W21,7 to 1/4" BSP. ULFM Approved | 3 |  |  |  |  | 3 | Piece | 1 |  |  | INV#150
333 | OPI-SIS-043(A)-007 | 2022-08-06 | SACR-PL-SIS-043(A)-005 | ADISH-P-PO-GE-043(A) | SISICO | DDP Site | 5 |  | Sub Item | SA-IG-MI-CB-27 | LADH11UF500 | FLEXIBLE ACTIVATION HOSE OF 1,69 IN. (500 MM.) MODEL DH-11 L/FM APPROVED | 3 |  |  |  |  | 3 | Piece | 1 |  |  | INV#150
334 | OPI-SIS-043(A)-007 | 2022-08-06 | SACR-PL-SIS-043(A)-005 | ADISH-P-PO-GE-043(A) | SISICO | DDP Site | 5 |  | Sub Item | SA-IG-MI-PDI-2L | CRETIRNI6/30UF | PNEUMATIC DELAY INDIRECT OF 2 EQUIPPED WITH RGS-MAM-4 VALVEFOR PILOT CYLINDER OF 6,7 LTS DELAY 30 S) UL/FM APPROVAL | 3 |  |  |  |  | 3 | Piece | 1 |  |  | INV#150
335 | OPI-SIS-043(A)-007 | 2022-08-06 | SACR-PL-SIS-043(A)-005 | ADISH-P-PO-GE-043(A) | SISICO | DDP Site | 5 |  | Sub Item | SA-IG-MI-CB-27 | ........ | Adaptors 1/2" to 1/4" | 6 |  |  |  |  | 6 | Piece | 1 |  |  | INV#150
336 | OPI-SIS-043(A)-007 | 2022-08-06 | SACR-PL-SIS-043(A)-005 | ADISH-P-PO-GE-043(A) | SISICO | DDP Site | 5 |  | Sub Item | SA-IG-MI-CB-27 | HE2,7UF | FIXING BRACKET MODEL HE2,7 FO 2L CYLINDERS. UL/FM | 3 |  |  |  |  | 3 | Piece | 1 |  |  | INV#150
337 | OPI-SIS-043(A)-007 | 2022-08-06 | SACR-PL-SIS-043(A)-005 | ADISH-P-PO-GE-043(A) | SISICO | DDP Site | 5 |  | Sub Item | SA-IG-MI-CB-27 | LADH11UF500 | FLEXIBLE ACTIVATION HOSE OF 1,69 IN. (500 MM.) MODEL DH-11 L/FM APPROVED | 3 |  |  |  |  | 3 | Piece | 1 |  |  | INV#150
338 | OPI-SIS-043(A)-007 | 2022-08-06 | SACR-PL-SIS-043(A)-005 | ADISH-P-PO-GE-043(A) | SISICO | DDP Site | 5 |  | Sub Item | SA-IG-MI-PC-95 | P0,08U95SC | Nitrogen pilot cylinder of 0,8 L at 1377 psi (95 bar) Siex ystemsmodel 101M0,08UFX-X ULFM approved. | 3 |  |  |  |  | 3 | Piece | 1 |  |  | INV#150
339 | OPI-SIS-043(A)-007 | 2022-08-06 | SACR-PL-SIS-043(A)-005 | ADISH-P-PO-GE-043(A) | SISICO | DDP Site | 5 |  | Sub Item | SA-IG-MI-LPS-NO-150UF | POPRENA150UF | LOW PRESSURE SWITCH NORMALLY PEN (NO) RANGE 725-2175 PSI (5-150 BAR) MODEL POPRENA150 UL/M APPROVED | 3 |  |  |  |  | 3 | Piece | 1 |  |  | INV#150
340 | OPI-SIS-043(A)-007 | 2022-08-06 | SACR-PL-SIS-043(A)-005 | ADISH-P-PO-GE-043(A) | SISICO | DDP Site | 5 |  | Sub Item | SA-IG-MI-CB-27 | 227CNCOUF | PNEUMATIC ACTUATOR HEAD MODEL227CN + 1/4" G ELBOW UL/FM APPOVED | 3 |  |  |  |  | 3 | Piece | 1 |  |  | INV#150
341 | OPI-SIS-043(A)-007 | 2022-08-06 | SACR-PL-SIS-043(A)-005 | ADISH-P-PO-GE-043(A) | SISICO | DDP Site | 5 |  | Sub Item | SA-IG-MI-CB-27 | HE008UF | FIXING BRACKET MODEL HE008 FO 0,08 LITRES CYLINDERS. UL/FM | 3 |  |  |  |  | 3 | Piece | 1 |  |  | INV#150
342 | OPI-SIS-043(A)-007 | 2022-08-06 | SACR-PL-SIS-043(A)-005 | ADISH-P-PO-GE-043(A) | SISICO | DDP Site | 5 |  | Sub Item | SA-IG-MI-CB-27 | LADH11UF500 | FLEXIBLE ACTIVATION HOSE OF 1,69 IN. (500 MM.) MODEL DH-11 L/FM APPROVED | 3 |  |  |  |  | 3 | Piece | 1 |  |  | INV#150
343 | OPI-SIS-043(A)-007 | 2022-08-06 | SACR-PL-SIS-043(A)-005 | ADISH-P-PO-GE-043(A) | SISICO | DDP Site | 5 |  | Sub Item | SA-IG-MI-CB-27 | POAD10MMUF | Union adaptor M-M model POAD1MMUF, UL/FM approved | 3 |  |  |  |  | 3 | Piece | 1 |  |  | INV#150
344 | OPI-SIS-043(A)-007 | 2022-08-06 | SACR-PL-SIS-043(A)-005 | ADISH-P-PO-GE-043(A) | SISICO | DDP Site | 5 |  | Sub Item | SA-IG-MI-PC-200 | P2U200SC | NITROGEN (N2) PILOT CYLINDER F 0,07 ft³ (2 L) AT 2900 psi (00 bar) SIEXWITH CONSTANT FLW AND PRESURE VALVE MODEL 101MUX-X UL LISTED | 3 |  |  |  |  | 3 | Piece | 1 |  |  | INV#150
345 | OPI-SIS-043(A)-007 | 2022-08-06 | SACR-PL-SIS-043(A)-005 | ADISH-P-PO-GE-043(A) | SISICO | DDP Site | 5 |  | Sub Item | SA-IG-MI-LPS-NO-250UFRD-1 | POPRENA250UF | RDLow pressure switch, NO, mode POPRENA250, UL/FM approved, nrmally opened, it closes with ressure. INCLUDES HEXAGONAL ADPTER ADRD UL/FM APPROVED FOR RS-MAM-RD9/11 VALVE FILLING POR TO CONNECT PRESSURE SWITCH. | 3 |  |  |  |  | 3 | Piece | 1 |  |  | INV#150
346 | OPI-SIS-043(A)-007 | 2022-08-06 | SACR-PL-SIS-043(A)-005 | ADISH-P-PO-GE-043(A) | SISICO | DDP Site | 5 |  | Sub Item | SA-IG-MI-CB-27 | HE2,7UF | FIXING BRACKET MODEL HE2,7 FO 2L CYLINDERS. UL/FM | 3 |  |  |  |  | 3 | Piece | 1 |  |  | INV#150
347 | OPI-SIS-043(A)-007 | 2022-08-06 | SACR-PL-SIS-043(A)-005 | ADISH-P-PO-GE-043(A) | SISICO | DDP Site | 5 |  | Sub Item | SA-IG-MI-CB-27 | POA21CUUF | W21,7 to copper tube adaptor.UL/FM approved | 3 |  |  |  |  | 3 | Piece | 1 |  |  | INV#150
348 | OPI-SIS-043(A)-007 | 2022-08-06 | SACR-PL-SIS-043(A)-005 | ADISH-P-PO-GE-043(A) | SISICO | DDP Site | 5 |  | Sub Item | SA-IG-MI-SV-1.1/2 | POCOLV65-3 | SELECTOR VALVE MANIFOLD 2-1/2 DIAMETER, 3 INLETS. | 1 |  |  |  |  | 1 | Piece | 1 |  |  | INV#150
349 | OPI-SIS-043(A)-007 | 2022-08-06 | SACR-PL-SIS-043(A)-005 | ADISH-P-PO-GE-043(A) | SISICO | DDP Site | 5 |  | Sub Item | SA-IG-MI-MAF-110UF | VREC110UF | Manifold pressure relief valv, model VREC (110), UL/FM apprved | 1 |  |  |  |  | 1 | Piece | 1 |  |  | INV#150
350 | OPI-SIS-043(A)-007 | 2022-08-06 | SACR-PL-SIS-043(A)-005 | ADISH-P-PO-GE-043(A) | SISICO | DDP Site | 5 |  | Sub Item | SA-IG-MI-CB-27 | POVD65UF | 2-1/2'' SELECTOR VALVE MODEL VD65. APROBADO UL/FM. | 1 |  |  |  |  | 1 | Piece | 1 |  |  | INV#150
351 | OPI-SIS-043(A)-007 | 2022-08-06 | SACR-PL-SIS-043(A)-005 | ADISH-P-PO-GE-043(A) | SISICO | DDP Site | 5 |  | Sub Item | SA-IG-MI-CB-27 | POVD50SHUF | 2'' SELECTOR VALVE MODEL SVD5SH. UL/FM APPROVED. | 1 |  |  |  |  | 1 | Piece | 1 |  |  | INV#150
352 | OPI-SIS-043(A)-007 | 2022-08-06 | SACR-PL-SIS-043(A)-005 | ADISH-P-PO-GE-043(A) | SISICO | DDP Site | 5 |  | Sub Item | SA-IG-MI-SV-1.1/4 | POVD32SHUF | 1-1/4'' SELECTOR VALVE MODEL VD32SH. UL/FM APPROVED. | 1 |  |  |  |  | 1 | Piece | 1 |  |  | INV#150
353 | OPI-SIS-043(A)-007 | 2022-08-06 | SACR-PL-SIS-043(A)-005 | ADISH-P-PO-GE-043(A) | SISICO | DDP Site | 5 |  | Sub Item | SA-IG-MI-BV-1.1/2 | SVA65UF | 2-1/2'' BLOCKING VALVE MODEL VA65. UL/FM APPROVED. | 1 |  |  |  |  | 1 | Piece | 1 |  |  | INV#150
354 | OPI-SIS-043(A)-007 | 2022-08-06 | SACR-PL-SIS-043(A)-005 | ADISH-P-PO-GE-043(A) | SISICO | DDP Site | 5 |  | Sub Item | SA-IG-MI-CB-27 | SVA50SHUF | 2'' BLOCKING VALVE MODEL SVA5SH. . UL/FM APPROVED. | 1 |  |  |  |  | 1 | Piece | 1 |  |  | INV#150
355 | OPI-SIS-043(A)-007 | 2022-08-06 | SACR-PL-SIS-043(A)-005 | ADISH-P-PO-GE-043(A) | SISICO | DDP Site | 5 |  | Sub Item | SA-IG-MI-BV-1.1/4 | SVA32SHUF | 1-1/4'' BLOCKING VALVE MODEL VA32SH. . UL/FM APPROVED. | 1 |  |  |  |  | 1 | Piece | 1 |  |  | INV#150
356 | OPI-SIS-043(A)-007 | 2022-08-06 | SACR-PL-SIS-043(A)-005 | ADISH-P-PO-GE-043(A) | SISICO | DDP Site | 5 |  | Sub Item | SA-IG-MI-CB-27 | SVAFCUF | End of line for blocking valvs, with two contacts N/C and NA to send an electrical signalto the fire control station ULFM Approved | 3 |  |  |  |  | 3 | Piece | 1 |  |  | INV#150
357 | OPI-SIS-043(A)-007 | 2022-08-06 | SACR-PL-SIS-043(A)-005 | ADISH-P-PO-GE-043(A) | SISICO | DDP Site | 5 |  | Sub Item | SA-IG-MI-PS-POINPRE66LUF | POINPRE66LUF | Pressure switch, 1/4", model OINPRE 6-6L, UL/FM approved | 3 |  |  |  |  | 3 | Piece | 1 |  |  | INV#150
358 | OPI-SIS-043(A)-007 | 2022-08-06 | SACR-PL-SIS-043(A)-005 | ADISH-P-PO-GE-043(A) | SISICO | DDP Site | 5 |  | Sub Item | SA-IG-MI-CB-27 | POLATCUUF | Copper hose 6x4 mm. UL/FM Appoved | 30 |  |  |  |  | 30 | Set | 1 |  |  | INV#150
359 | OPI-SIS-043(A)-007 | 2022-08-06 | SACR-PL-SIS-043(A)-005 | ADISH-P-PO-GE-043(A) | SISICO | DDP Site | 5 |  | Sub Item | SA-IG-MI-PSE-0.8 | CSIRNUF | PNEUMATIC SIREN 0,8mm APPROVE UL/FM | 3 |  |  |  |  | 3 | Piece | 1 |  |  | INV#150
360 | OPI-SIS-043(A)-007 | 2022-08-06 | SACR-PL-SIS-043(A)-005 | ADISH-P-PO-GE-043(A) | SISICO | DDP Site | 5 |  | Sub Item | SA-IG-MI-CB-27 | POAD10MMUF | Union adaptor M-M model POAD1MMUF, UL/FM approved | 3 |  |  |  |  | 3 | Piece | 1 |  |  | INV#150
361 | OPI-SIS-043(A)-007 | 2022-08-06 | SACR-PL-SIS-043(A)-005 | ADISH-P-PO-GE-043(A) | SISICO | DDP Site | 5 |  | Sub Item | SA-IG-MI-CB-27 | FEDR25UF | RADIAL NOZZLE 360º DE 1" MODE FEDR25 UL/FM APPROVED | 8 |  |  |  |  | 8 | Piece | 1 |  |  | INV#150
362 | OPI-SIS-043(A)-007 | 2022-08-06 | SACR-PL-SIS-043(A)-005 | ADISH-P-PO-GE-043(A) | SISICO | DDP Site | 5 |  | Sub Item | SA-IG-MI-CB-27 | POPC25UF | PLATE CALIBRATE 1" MODEL POPC5 CALIBRATED TO MM UL/FM APPROED | 8 |  |  |  |  | 8 | Piece | 1 |  |  | INV#150
363 | OPI-SIS-043(A)-007 | 2022-08-06 | SACR-PL-SIS-043(A)-005 | ADISH-P-PO-GE-043(A) | SISICO | DDP Site | 5 |  | Sub Item | SA-IG-MI-CB-27 | FEDR20UF | RADIAL NOZZLE 360º DE 3/4" MOEL FEDR20 UL/FM APPROVED | 10 |  |  |  |  | 10 | Set | 1 |  |  | INV#150
364 | OPI-SIS-043(A)-007 | 2022-08-06 | SACR-PL-SIS-043(A)-005 | ADISH-P-PO-GE-043(A) | SISICO | DDP Site | 5 |  | Sub Item | SA-IG-MI-CB-27 | POPC20UF | PLATE CALIBRATE 3/4" MODEL POC20 CALIBRATED TO MM UL/FM APPOVED | 10 |  |  |  |  | 10 | Set | 1 |  |  | INV#150
365 | OPI-SIS-043(A)-007 | 2022-08-06 | SACR-PL-SIS-043(A)-005 | ADISH-P-PO-GE-043(A) | SISICO | DDP Site | 5 |  | Sub Item | SA-IG-MI-CB-27 | FEDR20UF | RADIAL NOZZLE 360º DE 3/4" MOEL FEDR20 UL/FM APPROVED | 6 |  |  |  |  | 6 | Piece | 1 |  |  | INV#150
366 | OPI-SIS-043(A)-007 | 2022-08-06 | SACR-PL-SIS-043(A)-005 | ADISH-P-PO-GE-043(A) | SISICO | DDP Site | 5 |  | Sub Item | SA-IG-MI-CB-27 | POPC20UF | PLATE CALIBRATE 3/4" MODEL POC20 CALIBRATED TO MM UL/FM APPOVED | 6 |  |  |  |  | 6 | Piece | 1 |  |  | INV#150
367 | OPI-SIS-043(A)-007 | 2022-08-06 | SACR-PL-SIS-043(A)-005 | ADISH-P-PO-GE-043(A) | SISICO | DDP Site | 5 |  | Sub Item | SA-IG-MI-CB-27 | FEDR15UF | RADIAL NOZZLE 360º DE 1/2" MOEL FEDR15 UL/FM APPROVED | 8 |  |  |  |  | 8 | Piece | 1 |  |  | INV#150
368 | OPI-SIS-043(A)-007 | 2022-08-06 | SACR-PL-SIS-043(A)-005 | ADISH-P-PO-GE-043(A) | SISICO | DDP Site | 5 |  | Sub Item | SA-IG-MI-CB-27 | POPC15UF | PLATE CALIBRATE 1/2" MODEL POC15 CALIBRATED TO MM UL/FM APPOVED | 8 |  |  |  |  | 8 | Piece | 1 |  |  | INV#150
369 | OPI-SIS-043(A)-007 | 2022-08-06 | SACR-PL-SIS-043(A)-005 | ADISH-P-PO-GE-043(A) | SISICO | DDP Site | 5 |  | Sub Item | SA-IG-MI-CB-27 | FEDR20UF | RADIAL NOZZLE 360º DE 3/4" MOEL FEDR20 UL/FM APPROVED | 2 |  |  |  |  | 2 | Piece | 1 |  |  | INV#150
370 | OPI-SIS-043(A)-007 | 2022-08-06 | SACR-PL-SIS-043(A)-005 | ADISH-P-PO-GE-043(A) | SISICO | DDP Site | 5 |  | Sub Item | SA-IG-MI-CB-27 | POPC20UF | PLATE CALIBRATE 3/4" MODEL POC20 CALIBRATED TO MM UL/FM APPOVED | 2 |  |  |  |  | 2 | Piece | 1 |  |  | INV#150
371 | OPI-SIS-043(A)-007 | 2022-08-06 | SACR-PL-SIS-043(A)-005 | ADISH-P-PO-GE-043(A) | SISICO | DDP Site | 5 |  | Sub Item | SA-IG-MI-CB-27 | SE55 | SET OF PRINTED SAFETY SIGNS FR AN IG-55 PROTECTED AREA | 3 |  |  |  |  | 3 | Piece | 1 |  |  | INV#150
372 | OPI-SIS-043(A)-007 | 2022-08-06 | SACR-PL-SIS-043(A)-005 | ADISH-P-PO-GE-043(A) | SISICO | DDP Site | 5 |  | Sub Item | SA-IG-MI-CB-27 | LDDH15UF500 | FLEXIBLE DISCHARGE HOSE OF 1969 IN. (500 MM.) MODEL DH-15 U/FM APPROVED | 1 |  |  |  |  | 1 | Piece | 1 |  |  | INV#150
373 | OPI-SIS-043(A)-007 | 2022-08-06 | SACR-PL-SIS-043(A)-005 | ADISH-P-PO-GE-043(A) | SISICO | DDP Site | 5 |  | Sub Item | SA-IG-MI-CB-27 | LDDH15UF400 | FLEXIBLE DISCHARGE HOSE OF 1575 IN. (400 MM.) MODEL DH-15 U/FM APPROVED | 1 |  |  |  |  | 1 | Piece | 1 |  |  | INV#150
374 | OPI-SIS-043(A)-007 | 2022-08-06 | SACR-PL-SIS-043(A)-005 | ADISH-P-PO-GE-043(A) | SISICO | DDP Site | 5 |  | Sub Item | SA-IG-MI-CB-27 | LDDH15UF850 | FLEXIBLE DISCHARGE HOSE OF 3346 IN. (850 MM.) MODEL DH-15 U/FM APPROVED | 1 |  |  |  |  | 1 | Piece | 1 |  |  | INV#150
375 | OPI-SIS-043(A)-007 | 2022-08-06 | SACR-PL-SIS-043(A)-005 | ADISH-P-PO-GE-043(A) | SISICO | DDP Site | 5 |  | Sub Item | SA-IG-MI-CB-27 | LDDH15UF1250 | FLEXIBLE DISCHARGE HOSE OF 4921 IN. (1250 MM.) MODEL DH-15 L/FM APPROVED | 1 |  |  |  |  | 1 | Piece | 1 |  |  | INV#150
376 | OPI-SIS-043(A)-007 | 2022-08-06 | SACR-PL-SIS-043(A)-005 | ADISH-P-PO-GE-043(A) | SISICO | DDP Site | 5 |  | Sub Item | SA-IG-MI-CB-27 | LADH11UF700 | FLEXIBLE ACTIVATION HOSE OF 2,56 IN. (700 MM.) MODEL DH-11 L/FM APPROVED | 4 |  |  |  |  | 4 | Piece | 1 |  |  | INV#150
377 | OPI-SIS-043(A)-007 | 2022-08-06 | SACR-PL-SIS-043(A)-005 | ADISH-P-PO-GE-043(A) | SISICO | DDP Site | 5 |  | Sub Item | SA-IG-MI-CB-27 | LADH11UF500 | FLEXIBLE ACTIVATION HOSE OF 1,69 IN. (500 MM.) MODEL DH-11 L/FM APPROVED | 4 |  |  |  |  | 4 | Piece | 1 |  |  | INV#150
378 | OPI-SIS-043(A)-007 | 2022-08-06 | SACR-PL-SIS-043(A)-005 | ADISH-P-PO-GE-043(A) | SISICO | DDP Site | 5 |  | Sub Item | SA-IG-MI-CB-27 | UF40I55-P200 | GAUGE UL/FM IG-55 200BAR | 1 |  |  |  |  | 1 | Piece | 1 |  |  | INV#150
379 | OPI-SIS-043(A)-007 | 2022-08-06 | SACR-PL-SIS-043(A)-005 | ADISH-P-PO-GE-043(A) | SISICO | DDP Site | 5 |  | Sub Item | SA-IG-MI-PS-POINPRE66LUF | POINPRE66LUF | Pressure switch, 1/4", model OINPRE 6-6L, UL/FM approved | 1 |  |  |  |  | 1 | Piece | 1 |  |  | INV#150
380 | OPI-SIS-043(A)-007 | 2022-08-06 | SACR-PL-SIS-043(A)-005 | ADISH-P-PO-GE-043(A) | SISICO | DDP Site | 5 |  | Sub Item | SA-IG-MI-REA-24 | SOLCAMDNCUF | REARMABLE ELECTRIC ACTUATOR HAD 24VCC-DC MODEL 227SOLC WHATINCLUDES MONITORING AND CONTRO HEAD MODEL 227AMDC . UL/FM APROVED | 1 |  |  |  |  | 1 | Piece | 1 |  |  | INV#150
381 | OPI-SIS-043(A)-007 | 2022-08-06 | SACR-PL-SIS-043(A)-005 | ADISH-P-PO-GE-043(A) | SISICO | DDP Site | 5 |  | Sub Item | SA-IG-MI-CB-27 | POA8CUUF | ADAPTOR 1/4''BSP to COPPER TUE. UL/FM APPROVED | 5 |  |  |  |  | 5 | Piece | 1 |  |  | INV#150
382 | OPI-SIS-043(A)-007 | 2022-08-06 | SACR-PL-SIS-043(A)-005 | ADISH-P-PO-GE-043(A) | SISICO | DDP Site | 5 |  | Sub Item | SA-IG-MI-CB-27 | POA218UF | ADAPTOR W21,7 to 1/4" BSP. ULFM Approved | 2 |  |  |  |  | 2 | Piece | 1 |  |  | INV#150
383 | OPI-SIS-043(A)-007 | 2022-08-06 | SACR-PL-SIS-043(A)-005 | ADISH-P-PO-GE-043(A) | SISICO | DDP Site | 5 |  | Sub Item | SA-IG-MI-CB-27 | 227TEUF | "T" MALE 1/4"G MODEL SIEX UL/M APPROVED | 3 |  |  |  |  | 3 | Piece | 1 |  |  | INV#150
384 | OPI-SIS-043(A)-007 | 2022-08-06 | SACR-PL-SIS-043(A)-005 | ADISH-P-PO-GE-043(A) | SISICO | DDP Site | 5 |  | Sub Item | SA-IG-MI-CB-27 | POAD10MMUF | Union adaptor M-M model POAD1MMUF, UL/FM approved | 5 |  |  |  |  | 5 | Piece | 1 |  |  | INV#150
385 | OPI-SIS-043(A)-007 | 2022-08-06 | SACR-PL-SIS-043(A)-005 | ADISH-P-PO-GE-043(A) | SISICO | DDP Site | 5 |  | Sub Item | SA-IG-MI-CB-27 | POVALAN10UF | Check valve in-line 1/4" stailess steel model VALAN-WFR8, U/FM Approved | 2 |  |  |  |  | 2 | Piece | 1 |  |  | INV#150
386 | OPI-SIS-043(A)-007 | 2022-08-06 | SACR-PL-SIS-043(A)-005 | ADISH-P-PO-GE-043(A) | SISICO | DDP Site | 5 |  | Sub Item | SA-IG-MI-CB-27 | LADH11UF500 | FLEXIBLE ACTIVATION HOSE OF 1,69 IN. (500 MM.) MODEL DH-11 L/FM APPROVED | 2 |  |  |  |  | 2 | Piece | 1 |  |  | INV#150
387 | OPI-SIS-043(A)-007 | 2022-08-06 | SACR-PL-SIS-043(A)-005 | ADISH-P-PO-GE-043(A) | SISICO | DDP Site | 5 |  | Sub Item | SA-IG-MI-CB-27 | LDDH15UF850 | FLEXIBLE DISCHARGE HOSE OF 3346 IN. (850 MM.) MODEL DH-15 U/FM APPROVED | 2 |  |  |  |  | 2 | Piece | 1 |  |  | INV#150
388 | OPI-SIS-043(A)-007 | 2022-08-06 | SACR-PL-SIS-043(A)-005 | ADISH-P-PO-GE-043(A) | SISICO | DDP Site | 5 |  | Sub Item | SA-IG-MI-CB-27 | UF40I55-P200 | GAUGE UL/FM IG-55 200BAR | 1 |  |  |  |  | 1 | Piece | 1 |  |  | INV#150
389 | OPI-SIS-043(A)-007 | 2022-08-06 | SACR-PL-SIS-043(A)-005 | ADISH-P-PO-GE-043(A) | SISICO | DDP Site | 5 |  | Sub Item | SA-IG-MI-CB-27 | 55M140U2SC | MODULAR CYLINDER OF 4,94 ft³.(140L) at 2900 psi (200 bar) I-55, INERT-SIEXCFT Constant low Technology MODEL 56M140UFX UL LISTED | 2 |  |  |  |  | 2 | Piece | 1 |  |  | INV#150
390 | OPI-SIS-043(A)-007 | 2022-08-06 | SACR-PL-SIS-043(A)-005 | ADISH-P-PO-GE-043(A) | SISICO | DDP Site | 5 |  | Sub Item | SA-IG-MI-LPS-NO-250UFRD-1 | POPRENA250UF | RDLow pressure switch, NO, mode POPRENA250, UL/FM approved, nrmally opened, it closes with ressure. INCLUDES HEXAGONAL ADPTER ADRD UL/FM APPROVED FOR RS-MAM-RD9/11 VALVE FILLING POR TO CONNECT PRESSURE SWITCH. | 2 |  |  |  |  | 2 | Piece | 1 |  |  | INV#150
391 | OPI-SIS-043(A)-007 | 2022-08-06 | SACR-PL-SIS-043(A)-005 | ADISH-P-PO-GE-043(A) | SISICO | DDP Site | 5 |  | Sub Item | SA-IG-MI-CB-16 | LADH11UF500 | FLEXIBLE ACTIVATION HOSE OF 1,69 IN. (500 MM.) MODEL DH-11 L/FM APPROVED | 4 |  |  |  |  | 4 | Piece | 1 |  |  | INV#150
392 | OPI-SIS-043(A)-007 | 2022-08-06 | SACR-PL-SIS-043(A)-005 | ADISH-P-PO-GE-043(A) | SISICO | DDP Site | 5 |  | Sub Item | SA-IG-MI-CB-16 | POAD10MMUF | Union adaptor M-M model POAD1MMUF, UL/FM approved | 4 |  |  |  |  | 4 | Piece | 1 |  |  | INV#150
393 | OPI-SIS-043(A)-007 | 2022-08-06 | SACR-PL-SIS-043(A)-005 | ADISH-P-PO-GE-043(A) | SISICO | DDP Site | 5 |  | Sub Item | SA-IG-MI-CB-16 | P2UF200RC | NITROGEN (N2) PILOT CYLINDER F 0,07 ft³ (2 L) AT 2900 psi (00 bar) RG SYSTEMSWITH CONSTNT FLOW AND PRESURE VALVE MODE 101M2UFX-X UL/FM APPROVED | 4 |  |  |  |  | 4 | Piece | 1 |  |  | INV#150
394 | OPI-SIS-043(A)-007 | 2022-08-06 | SACR-PL-SIS-043(A)-005 | ADISH-P-PO-GE-043(A) | SISICO | DDP Site | 5 |  | Sub Item | SA-IG-MI-CB-16 | POPRENA250UF | RDLow pressure switch, NO, mode POPRENA250, UL/FM approved, nrmally opened, it closes with ressure. INCLUDES HEXAGONAL ADPTER ADRD UL/FM APPROVED FOR RS-MAM-RD9/11 VALVE FILLING POR TO CONNECT PRESSURE SWITCH. | 4 |  |  |  |  | 4 | Piece | 1 |  |  | INV#150
395 | OPI-SIS-043(A)-007 | 2022-08-06 | SACR-PL-SIS-043(A)-005 | ADISH-P-PO-GE-043(A) | SISICO | DDP Site | 5 |  | Sub Item | SA-IG-MI-CB-16 | HE2,7UF | FIXING BRACKET MODEL HE2,7 FO 2L CYLINDERS. UL/FM | 4 |  |  |  |  | 4 | Piece | 1 |  |  | INV#150
396 | OPI-SIS-043(A)-007 | 2022-08-06 | SACR-PL-SIS-043(A)-005 | ADISH-P-PO-GE-043(A) | SISICO | DDP Site | 5 |  | Sub Item | SA-IG-MI-CB-16 | POA21CUUF | W21,7 to copper tube adaptor.UL/FM approved | 4 |  |  |  |  | 4 | Piece | 1 |  |  | INV#150
443 | OPI-SIS-043(A)-007 | 2022-08-06 | SACR-PL-SIS-043(A)-005 | ADISH-P-PO-GE-043(A) | SISICO | DDP Site | 5 |  | Sub Item | SA-IG-MI-CB-16 | POCOLV65-4 | SELECTOR VALVE MANIFOLD 2-1/2 DIAMETER, 4 INLETS. | 1 |  |  |  |  | 1 | Piece | 1 |  |  | INV#150
444 | OPI-SIS-043(A)-007 | 2022-08-06 | SACR-PL-SIS-043(A)-005 | ADISH-P-PO-GE-043(A) | SISICO | DDP Site | 5 |  | Sub Item | SA-IG-MI-CB-16 | VREC110UF | Manifold pressure relief valv, model VREC (110), UL/FM apprved | 1 |  |  |  |  | 1 | Piece | 1 |  |  | INV#150
445 | OPI-SIS-043(A)-007 | 2022-08-06 | SACR-PL-SIS-043(A)-005 | ADISH-P-PO-GE-043(A) | SISICO | DDP Site | 5 |  | Sub Item | SA-IG-MI-CB-16 | POVD65UF | 2-1/2'' SELECTOR VALVE MODEL VD65. APROBADO UL/FM. | 2 |  |  |  |  | 2 | Piece | 1 |  |  | INV#150
446 | OPI-SIS-043(A)-007 | 2022-08-06 | SACR-PL-SIS-043(A)-005 | ADISH-P-PO-GE-043(A) | SISICO | DDP Site | 5 |  | Sub Item | SA-IG-MI-CB-16 | POVD50SHUF | 2'' SELECTOR VALVE MODEL SVD5SH. UL/FM APPROVED. | 1 |  |  |  |  | 1 | Piece | 1 |  |  | INV#150
447 | OPI-SIS-043(A)-007 | 2022-08-06 | SACR-PL-SIS-043(A)-005 | ADISH-P-PO-GE-043(A) | SISICO | DDP Site | 5 |  | Sub Item | SA-IG-MI-CB-16 | POVD25SHUF | 1'' SELECTOR VALVE MODEL SVD2SH. UL/FM APPROVED. | 1 |  |  |  |  | 1 | Piece | 1 |  |  | INV#150
448 | OPI-SIS-043(A)-007 | 2022-08-06 | SACR-PL-SIS-043(A)-005 | ADISH-P-PO-GE-043(A) | SISICO | DDP Site | 5 |  | Sub Item | SA-IG-MI-CB-16 | SVA65UF | 2-1/2'' BLOCKING VALVE MODEL VA65. UL/FM APPROVED. | 2 |  |  |  |  | 2 | Piece | 1 |  |  | INV#150
449 | OPI-SIS-043(A)-007 | 2022-08-06 | SACR-PL-SIS-043(A)-005 | ADISH-P-PO-GE-043(A) | SISICO | DDP Site | 5 |  | Sub Item | SA-IG-MI-CB-16 | SVA50SHUF | 2'' BLOCKING VALVE MODEL SVA5SH. . UL/FM APPROVED. | 1 |  |  |  |  | 1 | Piece | 1 |  |  | INV#150
404 | OPI-SIS-043(A)-005 | 2022-05-15 | SACR-PL-SIS-043(A)-006 | ADISH-P-PO-GE-043(A) | SISICO | DDP Site | 6 |  | Main Item | - | SA-IG-PI-C-1" | CAP ,1" , 3000 , CS-Galv. , THD | 1 |  |  |  |  | 1 | Piece |  |  |  | INV#180
405 | OPI-SIS-043(A)-005 | 2022-05-15 | SACR-PL-SIS-043(A)-006 | ADISH-P-PO-GE-043(A) | SISICO | DDP Site | 6 |  | Main Item | - | SA-IG-PI-HN-1"x1" | COUP , 3000LB GALVANIZED C.S HEX NIPPLE , ASTM A105 GR.B , 1"x1" | 1 |  |  |  |  | 1 | Piece |  |  |  | INV#180
406 | OPI-SIS-043(A)-005 | 2022-05-15 | SACR-PL-SIS-043(A)-006 | ADISH-P-PO-GE-043(A) | SISICO | DDP Site | 6 |  | Main Item | - | SA-IG-PI-HN-1"x1/4" | COUP , 3000LB GALVANIZED C.S HEX NIPPLE , ASTM A105 GR.B , 1"x1/4" | 4 |  |  |  |  | 4 | PCS |  |  |  | INV#180
407 | OPI-SIS-043(A)-005 | 2022-05-15 | SACR-PL-SIS-043(A)-006 | ADISH-P-PO-GE-043(A) | SISICO | DDP Site | 6 |  | Main Item | - | SA-IG-PI-E9-1" | ELBO , 90 DEGREE 3000LB GALVANIZE C.S THREADED ELBOW , ASTM A105 GR.B , 1" | 8 |  |  |  |  | 8 | PCS |  |  |  | INV#180
408 | OPI-SIS-043(A)-005 | 2022-05-15 | SACR-PL-SIS-043(A)-006 | ADISH-P-PO-GE-043(A) | SISICO | DDP Site | 6 |  | Main Item | - | SA-IG-PI-TE-2.1/2" | TEE , 3000LB STRAIGHT GALVANIZED C.S THREADED TEE , ASTM A105 GR.B , 2.1/2" | 10 |  |  |  |  | 10 | PCS |  |  |  | INV#180
409 | OPI-SIS-043(A)-005 | 2022-05-15 | SACR-PL-SIS-043(A)-006 | ADISH-P-PO-GE-043(A) | SISICO | DDP Site | 6 |  | Main Item | - | SA-IG-PI-E9-1.1/2" | ELBO , 90 DEGREE 3000LB GALVANIZE C.S THREADED ELBOW , ASTM A105 GR.B , 1.1/2" | 4 |  |  |  |  | 4 | PCS |  |  |  | INV#180
410 | OPI-SIS-043(A)-005 | 2022-05-15 | SACR-PL-SIS-043(A)-006 | ADISH-P-PO-GE-043(A) | SISICO | DDP Site | 6 |  | Main Item | - | SA-IG-PI-E9-2" | ELBO , 90 DEGREE 3000LB GALVANIZE C.S THREADED ELBOW , ASTM A105 GR.B , 2" | 8 |  |  |  |  | 8 | PCS |  |  |  | INV#180
411 | OPI-SIS-043(A)-005 | 2022-05-15 | SACR-PL-SIS-043(A)-006 | ADISH-P-PO-GE-043(A) | SISICO | DDP Site | 6 |  | Main Item | - | SA-IG-PI-E9-2.1/2" | ELBO , 90 DEGREE 3000LB GALVANIZE C.S THREADED ELBOW , ASTM A105 GR.B , 2.1/2" | 8 |  |  |  |  | 8 | PCS |  |  |  | INV#180
412 | OPI-SIS-043(A)-005 | 2022-05-15 | SACR-PL-SIS-043(A)-006 | ADISH-P-PO-GE-043(A) | SISICO | DDP Site | 6 |  | Main Item | - | SA-IG-PI-UN-1" | UNIO , 3000LB GALVANIZED C.S THREADED MSS-SP-83 UNION , ASTM A105 GR.B , 1" | 3 |  |  |  |  | 3 | PCS |  |  |  | INV#180
413 | OPI-SIS-043(A)-005 | 2022-05-15 | SACR-PL-SIS-043(A)-006 | ADISH-P-PO-GE-043(A) | SISICO | DDP Site | 6 |  | Main Item | - | SA-IG-PI-TE-1" | TEE , 3000LB STRAIGHT GALVANIZED C.S THREADED TEE , ASTM A105 GR.B , 1" | 14 |  |  |  |  | 14 | PCS |  |  |  | INV#180
414 | OPI-SIS-043(A)-005 | 2022-05-15 | SACR-PL-SIS-043(A)-006 | ADISH-P-PO-GE-043(A) | SISICO | DDP Site | 6 |  | Main Item | - | SA-IG-PI-TE-1.1/2" | TEE , 3000LB STRAIGHT GALVANIZED C.S THREADED TEE , ASTM A105 GR.B , 1.1/2" | 8 |  |  |  |  | 8 | PCS |  |  |  | INV#180
415 | OPI-SIS-043(A)-005 | 2022-05-15 | SACR-PL-SIS-043(A)-006 | ADISH-P-PO-GE-043(A) | SISICO | DDP Site | 6 |  | Main Item | - | SA-IG-PI-TE-2" | TEE , 3000LB STRAIGHT GALVANIZED C.S THREADED TEE , ASTM A105 GR.B , 2" | 10 |  |  |  |  | 10 | PCS |  |  |  | INV#180
416 | OPI-SIS-043(A)-005 | 2022-05-15 | SACR-PL-SIS-043(A)-006 | ADISH-P-PO-GE-043(A) | SISICO | DDP Site | 6 |  | Main Item | - | SA-IG-PI-HB-1"x3/4" | COUP , 3000LB GALVANIZED C.S THREADED HEX-BUSH , ASTM A105 GR.B , 1"x3/4" | 19 |  |  |  |  | 19 | PCS |  |  |  | INV#180
417 | OPI-SIS-043(A)-005 | 2022-05-15 | SACR-PL-SIS-043(A)-006 | ADISH-P-PO-GE-043(A) | SISICO | DDP Site | 6 |  | Main Item | - | SA-IG-PI-HB-1.1/2"x1" | COUP , 3000LB GALVANIZED C.S THREADED HEX-BUSH , ASTM A105 GR.B , 1.1/2"x1" | 10 |  |  |  |  | 10 | PCS |  |  |  | INV#180
418 | OPI-SIS-043(A)-005 | 2022-05-15 | SACR-PL-SIS-043(A)-006 | ADISH-P-PO-GE-043(A) | SISICO | DDP Site | 6 |  | Main Item | - | SA-IG-PI-UN-1.1/2" | UNIO , 3000LB GALVANIZED C.S THREADED MSS-SP-83 UNION , ASTM A105 GR.B , 1.1/2" | 1 |  |  |  |  | 1 | PCS |  |  |  | INV#180
419 | OPI-SIS-043(A)-005 | 2022-05-15 | SACR-PL-SIS-043(A)-006 | ADISH-P-PO-GE-043(A) | SISICO | DDP Site | 6 |  | Main Item | - | SA-IG-PI-UN-2" | UNIO , 3000LB GALVANIZED C.S THREADED MSS-SP-83 UNION , ASTM A105 GR.B , 2" | 2 |  |  |  |  | 2 | PCS |  |  |  | INV#180
420 | OPI-SIS-043(A)-005 | 2022-05-15 | SACR-PL-SIS-043(A)-006 | ADISH-P-PO-GE-043(A) | SISICO | DDP Site | 6 |  | Main Item | - | SA-IG-PI-UN-2.1/2" | UNIO , 3000LB GALVANIZED C.S THREADED MSS-SP-83 UNION , ASTM A105 GR.B , 2.1/2" | 4 |  |  |  |  | 4 | PCS |  |  |  | INV#180
421 | OPI-SIS-043(A)-005 | 2022-05-15 | SACR-PL-SIS-043(A)-006 | ADISH-P-PO-GE-043(A) | SISICO | DDP Site | 6 |  | Main Item | - | SA-IG-PI-TE-3/4" | TEE , 3000LB STRAIGHT GALVANIZED C.S THREADED TEE , ASTM A105 GR.B , 3/4" | 2 |  |  |  |  | 2 | PCS |  |  |  | INV#180
422 | OPI-SIS-043(A)-005 | 2022-05-15 | SACR-PL-SIS-043(A)-006 | ADISH-P-PO-GE-043(A) | SISICO | DDP Site | 6 |  | Main Item | - | SA-IG-PI-HB-2"x1" | COUP , 3000LB GALVANIZED C.S THREADED HEX-BUSH , ASTM A105 GR.B , 2"x1" | 5 |  |  |  |  | 5 | PCS |  |  |  | INV#180
423 | OPI-SIS-043(A)-005 | 2022-05-15 | SACR-PL-SIS-043(A)-006 | ADISH-P-PO-GE-043(A) | SISICO | DDP Site | 6 |  | Main Item | - | SA-IG-PI-HB-2"x1.1/4" | COUP , 3000LB GALVANIZED C.S THREADED HEX-BUSH , ASTM A105 GR.B , 2"x1.1/4" | 8 |  |  |  |  | 8 | Piece |  |  |  | INV#180
424 | OPI-SIS-043(A)-005 | 2022-05-15 | SACR-PL-SIS-043(A)-006 | ADISH-P-PO-GE-043(A) | SISICO | DDP Site | 6 |  | Main Item | - | SA-IG-PI-HB-2.1/2"x1" | COUP , 3000LB GALVANIZED C.S THREADED HEX-BUSH , ASTM A105 GR.B , 2.1/2"x1" | 5 |  |  |  |  | 5 | PCS |  |  |  | INV#180
425 | OPI-SIS-043(A)-005 | 2022-05-15 | SACR-PL-SIS-043(A)-006 | ADISH-P-PO-GE-043(A) | SISICO | DDP Site | 6 |  | Main Item | - | SA-IG-PI-HB-2.1/2"x1.1/2" | COUP , 3000LB GALVANIZED C.S THREADED HEX-BUSH , ASTM A105 GR.B , 2.1/2"x1.1/2" | 2 |  |  |  |  | 2 | PCS |  |  |  | INV#180
426 | OPI-SIS-043(A)-005 | 2022-05-15 | SACR-PL-SIS-043(A)-006 | ADISH-P-PO-GE-043(A) | SISICO | DDP Site | 6 |  | Main Item | - | SA-IG-PI-HB-2.1/2"x2" | COUP , 3000LB GALVANIZED C.S THREADED HEX-BUSH , ASTM A105 GR.B , 2.1/2"x2" | 3 |  |  |  |  | 3 | PCS |  |  |  | INV#180
427 | OPI-SIS-043(A)-008 | 2022-08-06 | SACR-PL-SIS-043(A)-008 | ADISH-P-PO-GE-043(A) | SISICO | DDP Site | 8 |  | Main Item | - | SA-IG-EL-GRL-EF-SA | Gas Releae Lighting (Entry Forbidden) - Safe erea , Venitem | 12 |  |  |  |  | 12 | Meter | 2 |  |  | INV#193
428 | OPI-SIS-043(A)-008 | 2022-08-06 | SACR-PL-SIS-043(A)-008 | ADISH-P-PO-GE-043(A) | SISICO | DDP Site | 8 |  | Main Item | - | SA-IG-EL-GRL-IE-SA | Gas Releae Lighting (Immidiate Exit) - Safe erea , Venitem | 10 |  |  |  |  | 10 | Meter | 2 |  |  | INV#193
429 | OPI-SIS-043(A)-008 | 2022-08-06 | SACR-PL-SIS-043(A)-008 | ADISH-P-PO-GE-043(A) | SISICO | DDP Site | 8 |  | Main Item | - | SA-IG-EL-GRL-IE-EX | Gas Releae Lighting (Immidiate Exit) - Explosion Proof , Warom | 2 |  |  |  |  | 2 | Meter | 10 |  |  | INV#193
430 | OPI-SIS-043(A)-008 | 2022-08-06 | SACR-PL-SIS-043(A)-008 | ADISH-P-PO-GE-043(A) | SISICO | DDP Site | 8 |  | Main Item | - | SA-IG-EL-FRC-2x1.5 | Fire Resistance Cable , 2Cx1.5mm2 | 640 |  |  |  |  | 640 | Meter | 1000 |  |  | INV#180
431 | OPI-SIS-043(A)-008 | 2022-08-06 | SACR-PL-SIS-043(A)-008 | ADISH-P-PO-GE-043(A) | SISICO | DDP Site | 8 |  | Main Item | - | SA-IG-EL-FRC-10x1.5 | Fire Resistance Cable , 10Cx1.5mm2 | 800 |  |  |  |  | 800 | Meter | 1500 |  |  | INV#180
432 | OPI-SIS-043(A)-008 | 2022-08-06 | SACR-PL-SIS-043(A)-008 | ADISH-P-PO-GE-043(A) | SISICO | DDP Site | 8 |  | Main Item | - | SA-IG-EL-CO-PG13.5 | Hot Deep Golvanize Conduit , PG13.5 | 226 | 1 |  |  |  | 225 | Piece | 1000 | Advise Vendor of Overage/Shortage |  | INV#180
433 | OPI-SIS-043(A)-008 | 2022-08-06 | SACR-PL-SIS-043(A)-008 | ADISH-P-PO-GE-043(A) | SISICO | DDP Site | 8 |  | Main Item | - | SA-IG-EL-CO-PG21 | Hot Deep Golvanize Conduit , PG21 | 700 | 4 |  |  |  | 696 | Piece | 1500 | Advise Vendor of Overage/Shortage |  | INV#180
434 | OPI-SIS-043(A)-008 | 2022-08-06 | SACR-PL-SIS-043(A)-008 | ADISH-P-PO-GE-043(A) | SISICO | DDP Site | 8 |  | Main Item | - | SA-IG-EL-SC-PG13.5 | Speight Clamp for Conduit , PG13.5 | 300 | 5 |  |  |  | 295 | PCS | 5 | Advise Vendor of Overage/Shortage |  | INV#180
435 | OPI-SIS-043(A)-008 | 2022-08-06 | SACR-PL-SIS-043(A)-008 | ADISH-P-PO-GE-043(A) | SISICO | DDP Site | 8 |  | Main Item | - | SA-IG-EL-SC-PG21 | Speight Clamp for Conduit , PG21 | 750 | 5 |  |  |  | 745 | PCS | 10 | Advise Vendor of Overage/Shortage |  | INV#180
436 | OPI-SIS-043(A)-008 | 2022-08-06 | SACR-PL-SIS-043(A)-008 | ADISH-P-PO-GE-043(A) | SISICO | DDP Site | 8 |  | Main Item | - | SA-IG-EL-CC-PG13.5 | Cupling for Conduit , PG13.5 | 250 |  |  |  |  | 250 | PCS | 50 |  |  | INV#180
437 | OPI-SIS-043(A)-008 | 2022-08-06 | SACR-PL-SIS-043(A)-008 | ADISH-P-PO-GE-043(A) | SISICO | DDP Site | 8 |  | Main Item | - | SA-IG-EL-CC-PG21 | Cupling for Conduit , PG21 | 400 | 1 |  |  |  | 399 | PCS | 75 | Advise Vendor of Overage/Shortage |  | INV#180
438 | OPI-SIS-043(A)-008 | 2022-08-06 | SACR-PL-SIS-043(A)-008 | ADISH-P-PO-GE-043(A) | SISICO | DDP Site | 8 |  | Main Item | - | SA-IG-EL-CT+C-200x50 | Hot Deep Golvanize Cable Tray + Cover , 200mmx50mm | 90 |  |  |  |  | 90 | Meter | 500 |  |  | INV#180
439 | OPI-SIS-043(A)-008 | 2022-08-06 | SACR-PL-SIS-043(A)-008 | ADISH-P-PO-GE-043(A) | SISICO | DDP Site | 8 |  | Main Item | - | SA-IG-EL-JCT-200-A | Joint for Cable Tray , 200mm , Type A | 366 | 1 |  |  |  | 365 | Piece | 50 | Advise Vendor of Overage/Shortage |  | INV#180
440 | OPI-SIS-043(A)-008 | 2022-08-06 | SACR-PL-SIS-043(A)-008 | ADISH-P-PO-GE-043(A) | SISICO | DDP Site | 8 |  | Main Item | - | SA-IG-EL-JCT-200-B | Joint for Cable Tray , 200mm , Type B | 122 |  |  |  |  | 122 | Piece | 50 |  |  | INV#180
543 | OPI-SIS-043(A)-008 | 2022-08-06 | SACR-PL-SIS-043(A)-008 | ADISH-P-PO-GE-043(A) | SISICO | DDP Site | 8 |  | Main Item | - | SA-IG-SUP-HB-M10x30 | HEX BOLT M10*30 WITH NUT AND WAHSER , CS-Galv. , 8.8 | 655 |  |  |  |  | 655 | Pcs | 50 |  |  | INV#180
441 | OPI-SIS-043(A)-006 | 2022-06-28 | SACR-PL-SIS-043(A)-009 | ADISH-P-PO-GE-043(A) | SISICO | DDP Site | 9 |  | Sub Item | SA-IG-EL-LCP-SFT9000 | 1 | LOCAL CONTROL PANEL | 3 |  |  |  |  | 3 | Piece | 440 |  |  | inv#181
442 | OPI-SIS-043(A)-006 | 2022-06-28 | SACR-PL-SIS-043(A)-009 | ADISH-P-PO-GE-043(A) | SISICO | DDP Site | 9 |  | Sub Item | SA-IG-EL-SU | 1 | STATUS UNIT | 12 |  |  |  |  | 12 | Piece | 10 |  |  | inv#181
578 | OPI-SIS-043(A)-009 | 2022-09-03 | SACR-PL-SIS-043(A)-010 | ADISH-P-PO-GE-043(A) | SISICO | DDP Site | 10 |  | Main Item | - | SA-IG-PI-HB-1.1/2"x1" | COUP , 3000LB GALVANIZED C.S THREADED HEX-BUSH , ASTM A105 GR.B , 1.1/2"x1" | 4 |  |  |  |  | 4 | Piece | 1 |  |  | INV#180
579 | OPI-SIS-043(A)-009 | 2022-09-03 | SACR-PL-SIS-043(A)-010 | ADISH-P-PO-GE-043(A) | SISICO | DDP Site | 10 |  | Main Item | - | SA-IG-PI-HB-1"x3/4" | COUP , 3000LB GALVANIZED C.S THREADED HEX-BUSH , ASTM A105 GR.B , 1"x3/4" | 1 |  |  |  |  | 1 | Piece |  |  |  | INV#180
580 | OPI-SIS-043(A)-009 | 2022-09-03 | SACR-PL-SIS-043(A)-010 | ADISH-P-PO-GE-043(A) | SISICO | DDP Site | 10 |  | Main Item | - | SA-IG-PI-HB-1/2"x1/4" | COUP , 3000LB GALVANIZED C.S THREADED HEX-BUSH , ASTM A105 GR.B ,1/2"x1/4" | 1 |  |  |  |  | 1 | Piece |  |  |  | INV#180
581 | OPI-SIS-043(A)-009 | 2022-09-03 | SACR-PL-SIS-043(A)-010 | ADISH-P-PO-GE-043(A) | SISICO | DDP Site | 10 |  | Main Item | - | SA-IG-PI-HB-1"x1/4" | COUP , 3000LB GALVANIZED C.S THREADED HEX-BUSH , ASTM A105 GR.B ,1"x1/4" | 8 |  |  |  |  | 8 | Piece |  |  |  | INV#180
582 | OPI-SIS-043(A)-009 | 2022-09-03 | SACR-PL-SIS-043(A)-010 | ADISH-P-PO-GE-043(A) | SISICO | DDP Site | 10 |  | Main Item | - | SA-IG-PI-HB-2"x1.1/4" | COUP , 3000LB GALVANIZED C.S THREADED HEX-BUSH , ASTM A105 GR.B , 2"x1.1/4" | 1 |  |  |  |  | 1 | Piece |  |  |  | INV#180
583 | OPI-SIS-043(A)-009 | 2022-09-03 | SACR-PL-SIS-043(A)-010 | ADISH-P-PO-GE-043(A) | SISICO | DDP Site | 10 |  | Main Item | - | SA-IG-PI-HB-3/4"x1/4" | COUP , 3000LB GALVANIZED C.S THREADED HEX-BUSH , ASTM A105 GR.B ,3/4"x1/4" | 1 |  |  |  |  | 1 | Piece |  |  |  | INV#180
584 | OPI-SIS-043(A)-009 | 2022-09-03 | SACR-PL-SIS-043(A)-010 | ADISH-P-PO-GE-043(A) | SISICO | DDP Site | 10 |  | Main Item | - | SA-IG-PI-HB-4"x1/2" | COUP , 3000LB GALVANIZED C.S THREADED HEX-BUSH , ASTM A105 GR.B ,4"x1/2" | 1 |  |  |  |  | 1 | Piece |  |  |  | INV#180
585 | OPI-SIS-043(A)-009 | 2022-09-03 | SACR-PL-SIS-043(A)-010 | ADISH-P-PO-GE-043(A) | SISICO | DDP Site | 10 |  | Main Item | - | SA-IG-PI-HB-4"x3/4" | COUP , 3000LB GALVANIZED C.S THREADED HEX-BUSH , ASTM A105 GR.B ,4"x3/4" | 1 |  |  |  |  | 1 | Piece |  |  |  | INV#180
586 | OPI-SIS-043(A)-009 | 2022-09-03 | SACR-PL-SIS-043(A)-010 | ADISH-P-PO-GE-043(A) | SISICO | DDP Site | 10 |  | Main Item | - | SA-IG-PI-FC-2.1/2" | UNIO , 3000LB GALVANIZED C.S FULL COUPLING , ASTM A105 GR.B , 2.1/2" | 1 |  |  |  |  | 1 | Piece |  |  |  | INV#180
587 | OPI-SIS-043(A)-009 | 2022-09-03 | SACR-PL-SIS-043(A)-010 | ADISH-P-PO-GE-043(A) | SISICO | DDP Site | 10 |  | Main Item | - | SA-IG-PI-TE-1.1/2" | TEE , 3000LB STRAIGHT GALVANIZED C.S THREADED TEE , ASTM A105 GR.B , 1.1/2" | 3 |  |  |  |  | 3 | Piece |  |  |  | INV#180
588 | OPI-SIS-043(A)-009 | 2022-09-03 | SACR-PL-SIS-043(A)-010 | ADISH-P-PO-GE-043(A) | SISICO | DDP Site | 10 |  | Main Item | - | SA-IG-PI-TE-1" | TEE , 3000LB STRAIGHT GALVANIZED C.S THREADED TEE , ASTM A105 GR.B , 1" | 3 |  |  |  |  | 3 | Piece |  |  |  | INV#180
589 | OPI-SIS-043(A)-009 | 2022-09-03 | SACR-PL-SIS-043(A)-010 | ADISH-P-PO-GE-043(A) | SISICO | DDP Site | 10 |  | Main Item | - | SA-IG-PI-TE-2" | TEE , 3000LB STRAIGHT GALVANIZED C.S THREADED TEE , ASTM A105 GR.B , 2" | 2 |  |  |  |  | 2 | Piece |  |  |  | INV#180
590 | OPI-SIS-043(A)-009 | 2022-09-03 | SACR-PL-SIS-043(A)-010 | ADISH-P-PO-GE-043(A) | SISICO | DDP Site | 10 |  | Main Item | - | SA-IG-PI-FC-2" | UNIO , 3000LB GALVANIZED C.S FULL COUPLING , ASTM A105 GR.B , 2" | 3 |  |  |  |  | 3 | Piece |  |  |  | INV#180
591 | OPI-SIS-043(A)-009 | 2022-09-03 | SACR-PL-SIS-043(A)-010 | ADISH-P-PO-GE-043(A) | SISICO | DDP Site | 10 |  | Main Item | - | SA-IG-PI-TE-3/4" | TEE , 3000LB STRAIGHT GALVANIZED C.S THREADED TEE , ASTM A105 GR.B , 3/4" | 1 |  |  |  |  | 1 | Piece |  |  |  | INV#180
592 | OPI-SIS-043(A)-009 | 2022-09-03 | SACR-PL-SIS-043(A)-010 | ADISH-P-PO-GE-043(A) | SISICO | DDP Site | 10 |  | Main Item | - | SA-IG-PI-TE-1.1/4" | TEE , 3000LB STRAIGHT GALVANIZED C.S THREADED TEE , ASTM A105 GR.B , 1.1/4" | 1 |  |  |  |  | 1 | Piece |  |  |  | INV#180
593 | OPI-SIS-043(A)-009 | 2022-09-03 | SACR-PL-SIS-043(A)-010 | ADISH-P-PO-GE-043(A) | SISICO | DDP Site | 10 |  | Main Item | - | SA-IG-PI-HB-1.1/4"x1/4" | COUP , 3000LB GALVANIZED C.S THREADED HEX-BUSH , ASTM A105 GR.B ,1.1/4"x1/4" | 1 |  |  |  |  | 1 | Piece |  |  |  | INV#180
594 | OPI-SIS-043(A)-009 | 2022-09-03 | SACR-PL-SIS-043(A)-010 | ADISH-P-PO-GE-043(A) | SISICO | DDP Site | 10 |  | Main Item | - | SA-IG-PI-HB-1.1/2"x1/4" | COUP , 3000LB GALVANIZED C.S THREADED HEX-BUSH , ASTM A105 GR.B ,1.1/2"x1/4" | 3 |  |  |  |  | 3 | Piece |  |  |  | INV#180
595 | OPI-SIS-043(A)-009 | 2022-09-03 | SACR-PL-SIS-043(A)-010 | ADISH-P-PO-GE-043(A) | SISICO | DDP Site | 10 |  | Main Item | - | SA-IG-PI-HB-1"x1/4" | COUP , 3000LB GALVANIZED C.S THREADED HEX-BUSH , ASTM A105 GR.B ,1"x1/4" | 3 |  |  |  |  | 3 | Piece |  |  |  | INV#180
596 | OPI-SIS-043(A)-009 | 2022-09-03 | SACR-PL-SIS-043(A)-010 | ADISH-P-PO-GE-043(A) | SISICO | DDP Site | 10 |  | Main Item | - | SA-IG-PI-HB-2"x1/4" | COUP , 3000LB GALVANIZED C.S THREADED HEX-BUSH , ASTM A105 GR.B ,2"x1/4" | 2 |  |  |  |  | 2 | Piece |  |  |  | INV#180
597 | OPI-SIS-043(A)-009 | 2022-09-03 | SACR-PL-SIS-043(A)-010 | ADISH-P-PO-GE-043(A) | SISICO | DDP Site | 10 |  | Main Item | - | SA-IG-PI-HB-3/4"x1/4" | COUP , 3000LB GALVANIZED C.S THREADED HEX-BUSH , ASTM A105 GR.B ,3/4"x1/4" | 1 |  |  |  |  | 1 | Piece |  |  |  | INV#180
598 | OPI-SIS-043(A)-009 | 2022-09-03 | SACR-PL-SIS-043(A)-010 | ADISH-P-PO-GE-043(A) | SISICO | DDP Site | 10 |  | Main Item | - | SA-IG-PI-HB-1.1/4"x1/4" | COUP , 3000LB GALVANIZED C.S THREADED HEX-BUSH , ASTM A105 GR.B ,1.1/4"x1/4" | 1 |  |  |  |  | 1 | Piece |  |  |  | INV#180
599 | OPI-SIS-043(A)-009 | 2022-09-03 | SACR-PL-SIS-043(A)-010 | ADISH-P-PO-GE-043(A) | SISICO | DDP Site | 10 |  | Main Item | - | SA-IG-PI-HN-1/4" | COUP , 3000LB GALVANIZED C.S HEX NIPPLE , ASTM A105 GR.B , 1/4" | 11 | 1 |  |  |  | 10 | Piece |  | Advise Vendor of Overage/Shortage |  | INV#180
717 | OPI-SIS-043(A)-011 | 2022-10-30 | SACR-PL-SIS-043(A)-011 | ADISH-P-PO-GE-043(A) | SISICO | DDP Site | 11 |  | Sub Item | SA-IG-MI-CB-27 | LDDH15UF500 | FLEXIBLE DISCHARGE HOSE OF 1969 IN. (500 MM.) MODEL DH-15 U/FM APPROVED | 1 |  |  |  |  | 1 | Piece | 1 |  |  | INV#198
718 | OPI-SIS-043(A)-011 | 2022-10-30 | SACR-PL-SIS-043(A)-011 | ADISH-P-PO-GE-043(A) | SISICO | DDP Site | 11 |  | Sub Item | SA-IG-MI-CB-27 | LDDH15UF400 | FLEXIBLE DISCHARGE HOSE OF 1575 IN. (400 MM.) MODEL DH-15 U/FM APPROVED | 1 |  |  |  |  | 1 | Piece | 1 |  |  | INV#198
719 | OPI-SIS-043(A)-011 | 2022-10-30 | SACR-PL-SIS-043(A)-011 | ADISH-P-PO-GE-043(A) | SISICO | DDP Site | 11 |  | Sub Item | SA-IG-MI-CB-27 | LDDH15UF850 | FLEXIBLE DISCHARGE HOSE OF 3346 IN. (850 MM.) MODEL DH-15 U/FM APPROVED | 1 |  |  |  |  | 1 | Piece | 1 |  |  | INV#198
720 | OPI-SIS-043(A)-011 | 2022-10-30 | SACR-PL-SIS-043(A)-011 | ADISH-P-PO-GE-043(A) | SISICO | DDP Site | 11 |  | Sub Item | SA-IG-MI-CB-27 | LDDH15UF1250 | FLEXIBLE DISCHARGE HOSE OF 4921 IN. (1250 MM.) MODEL DH-15 L/FM APPROVED | 1 |  |  |  |  | 1 | Piece | 1 |  |  | INV#198
721 | OPI-SIS-043(A)-011 | 2022-10-30 | SACR-PL-SIS-043(A)-011 | ADISH-P-PO-GE-043(A) | SISICO | DDP Site | 11 |  | Sub Item | SA-IG-MI-CB-27 | LADH11UF700 | FLEXIBLE ACTIVATION HOSE OF 2,56 IN. (700 MM.) MODEL DH-11 L/FM APPROVED | 4 |  |  |  |  | 4 | Piece | 1 |  |  | INV#198
722 | OPI-SIS-043(A)-011 | 2022-10-30 | SACR-PL-SIS-043(A)-011 | ADISH-P-PO-GE-043(A) | SISICO | DDP Site | 11 |  | Sub Item | SA-IG-MI-CB-27 | UF40I55-P200 | GAUGE UL/FM IG-55 200BAR | 1 |  |  |  |  | 1 | Piece | 1 |  |  | INV#198
723 | OPI-SIS-043(A)-011 | 2022-10-30 | SACR-PL-SIS-043(A)-011 | ADISH-P-PO-GE-043(A) | SISICO | DDP Site | 11 |  | Sub Item | SA-IG-MI-PS-POINPRE66LUF | POINPRE66LUF | Pressure switch, 1/4", model OINPRE 6-6L, UL/FM approved | 1 |  |  |  |  | 1 | Piece | 1 |  |  | INV#198
724 | OPI-SIS-043(A)-011 | 2022-10-30 | SACR-PL-SIS-043(A)-011 | ADISH-P-PO-GE-043(A) | SISICO | DDP Site | 11 |  | Sub Item | SA-IG-MI-REA-24 | SOLCAMDNCUF | REARMABLE ELECTRIC ACTUATOR HAD 24VCC-DC MODEL 227SOLC WHATINCLUDES MONITORING AND CONTRO HEAD MODEL 227AMDC . UL/FM APROVED | 1 |  |  |  |  | 1 | Piece | 1 |  |  | INV#198
725 | OPI-SIS-043(A)-011 | 2022-10-30 | SACR-PL-SIS-043(A)-011 | ADISH-P-PO-GE-043(A) | SISICO | DDP Site | 11 |  | Sub Item | SA-IG-MI-CB-27 | 55M140U2SC | MODULAR CYLINDER OF 4,94 ft³.(140L) at 2900 psi (200 bar) I-55, INERT-SIEXCFT Constant low Technology MODEL 56M140UFX UL LISTED | 2 |  |  |  |  | 2 | Piece | 1 |  |  | INV#198
181 | OPI-SIS-043(B)-001 | 2022-03-01 | SACR-PL-SIS-043(B)-001 | ADISH-P-PO-GE-043(B) | South Adish Condensate Refinery | DDP Site | 1 |  | Main Item | - | DV-520-960 | Deluge Valve on Skid with all Accessories size 2" | 1 |  |  |  |  | 1 | Set |  |  |  | inv#151
182 | OPI-SIS-043(B)-001 | 2022-03-01 | SACR-PL-SIS-043(B)-001 | ADISH-P-PO-GE-043(B) | South Adish Condensate Refinery | DDP Site | 1 |  | Main Item | - | DV-520-961 | Deluge Valve on Skid with all Accessories size 2" | 1 |  |  |  |  | 1 | Set |  |  | دسته ولو شکسته می باشد | inv#151
183 | OPI-SIS-043(B)-001 | 2022-03-01 | SACR-PL-SIS-043(B)-001 | ADISH-P-PO-GE-043(B) | South Adish Condensate Refinery | DDP Site | 1 |  | Main Item | - | DV-520-963 | Deluge Valve on Skid with all Accessories size 3" | 1 |  |  |  |  | 1 | Set |  |  |  | inv#151
184 | OPI-SIS-043(B)-001 | 2022-03-01 | SACR-PL-SIS-043(B)-001 | ADISH-P-PO-GE-043(B) | South Adish Condensate Refinery | DDP Site | 1 |  | Main Item | - | DV-520-955 | Deluge Valve on Skid with all Accessories size 4" | 1 |  |  |  |  | 1 | Set |  |  |  | inv#151
185 | OPI-SIS-043(B)-001 | 2022-03-01 | SACR-PL-SIS-043(B)-001 | ADISH-P-PO-GE-043(B) | South Adish Condensate Refinery | DDP Site | 1 |  | Main Item | - | DV-520-956 | Deluge Valve on Skid with all Accessories size 4" | 1 |  |  |  |  | 1 | Set |  |  |  | inv#151
186 | OPI-SIS-043(B)-001 | 2022-03-01 | SACR-PL-SIS-043(B)-001 | ADISH-P-PO-GE-043(B) | South Adish Condensate Refinery | DDP Site | 1 |  | Main Item | - | DV-520-958 | Deluge Valve on Skid with all Accessories size 4" | 1 |  |  |  |  | 1 | Set |  |  |  | inv#151
187 | OPI-SIS-043(B)-001 | 2022-03-01 | SACR-PL-SIS-043(B)-001 | ADISH-P-PO-GE-043(B) | South Adish Condensate Refinery | DDP Site | 1 |  | Main Item | - | DV-520-962 | Deluge Valve on Skid with all Accessories size 4" | 1 |  |  |  |  | 1 | Set |  |  |  | inv#151
188 | OPI-SIS-043(B)-001 | 2022-03-01 | SACR-PL-SIS-043(B)-001 | ADISH-P-PO-GE-043(B) | South Adish Condensate Refinery | DDP Site | 1 |  | Main Item | - | DV-520-964 | Deluge Valve on Skid with all Accessories size 4" | 1 |  |  |  |  | 1 | Set |  |  |  | inv#151
189 | OPI-SIS-043(B)-001 | 2022-03-01 | SACR-PL-SIS-043(B)-001 | ADISH-P-PO-GE-043(B) | South Adish Condensate Refinery | DDP Site | 1 |  | Main Item | - | DV-520-965 | Deluge Valve on Skid with all Accessories size 4" | 1 |  |  |  |  | 1 | Set |  |  |  | inv#151
190 | OPI-SIS-043(B)-001 | 2022-03-01 | SACR-PL-SIS-043(B)-001 | ADISH-P-PO-GE-043(B) | South Adish Condensate Refinery | DDP Site | 1 |  | Main Item | - | DV-520-957 | Deluge Valve on Skid with all Accessories size 6" | 1 |  |  |  |  | 1 | Set |  |  |  | inv#151
191 | OPI-SIS-043(B)-001 | 2022-03-01 | SACR-PL-SIS-043(B)-001 | ADISH-P-PO-GE-043(B) | South Adish Condensate Refinery | DDP Site | 1 |  | Main Item | - | DV-520-951 | Deluge Valve on Skid with all Accessories size 8" | 1 |  |  |  |  | 1 | Set |  |  |  | inv#151
192 | OPI-SIS-043(B)-001 | 2022-03-01 | SACR-PL-SIS-043(B)-001 | ADISH-P-PO-GE-043(B) | South Adish Condensate Refinery | DDP Site | 1 |  | Main Item | - | DV-520-952 | Deluge Valve on Skid with all Accessories size 8" | 1 |  |  |  |  | 1 | Set |  |  |  | inv#151
193 | OPI-SIS-043(B)-001 | 2022-03-01 | SACR-PL-SIS-043(B)-001 | ADISH-P-PO-GE-043(B) | South Adish Condensate Refinery | DDP Site | 1 |  | Main Item | - | DV-520-953 | Deluge Valve on Skid with all Accessories size 8" | 1 |  |  |  |  | 1 | Set |  |  |  | inv#151
194 | OPI-SIS-043(B)-001 | 2022-03-01 | SACR-PL-SIS-043(B)-001 | ADISH-P-PO-GE-043(B) | South Adish Condensate Refinery | DDP Site | 1 |  | Main Item | - | DV-520-954 | Deluge Valve on Skid with all Accessories size 8" | 1 |  |  |  |  | 1 | Set |  |  | ps pipe 1/2" 10CM DAMEGE | inv#151
195 | OPI-SIS-043(B)-002 | 2022-03-01 | SACR-PL-SIS-043(B)-002 | ADISH-P-PO-GE-043(B) | South Adish Condensate Refinery | DDP Site | 2 |  | Main Item | - | Foam-AFFF-3% | Foam 3% AFFF | 26800 |  |  |  |  | 26800 | Liter |  |  |  | inv#149
397 | OPI-SIS-043(B)-003 | 2022-08-06 | SACR-PL-SIS-043(B)-003 | ADISH-P-PO-GE-043(B) | South Adish Condensate Refinery | DDP Site | 3 |  | Main Item | - | Foam-DS-15000 | Skid - FOAM Dosing 15000 With all Acc mounted | 1 |  |  |  |  | 1 | Set |  |  |  | inv#165
398 | OPI-SIS-043(B)-003 | 2022-08-06 | SACR-PL-SIS-043(B)-003 | ADISH-P-PO-GE-043(B) | South Adish Condensate Refinery | DDP Site | 3 |  | Main Item | - | Foam-DS-6000 | Skid - FOAM Dosing 6000 With all Acc mounted | 1 |  |  |  |  | 1 | Set |  |  |  | inv#165
399 | OPI-SIS-043(B)-003 | 2022-08-06 | SACR-PL-SIS-043(B)-003 | ADISH-P-PO-GE-043(B) | South Adish Condensate Refinery | DDP Site | 3 |  | Main Item | - | Foam-DS-2500 | Skid - FOAM Dosing 2500 With all Acc mounted | 1 |  | 1 |  |  | 2 | Set |  | Advise Vendor of Overage/Shortage |  | inv#165
400 | OPI-SIS-043(B)-003 | 2022-08-06 | SACR-PL-SIS-043(B)-003 | ADISH-P-PO-GE-043(B) | South Adish Condensate Refinery | DDP Site | 3 |  | Main Item | - | Foam-Tank-21000 | Foam Storage Tanks 21000L | 1 |  |  |  |  | 1 | Set |  |  |  | inv#165
401 | OPI-SIS-043(B)-003 | 2022-08-06 | SACR-PL-SIS-043(B)-003 | ADISH-P-PO-GE-043(B) | South Adish Condensate Refinery | DDP Site | 3 |  | Main Item | - | Foam-Tank-4000 | Foam Storage Tanks 4000L | 1 |  |  |  |  | 1 | Set |  |  |  | inv#165
402 | OPI-SIS-043(B)-003 | 2022-08-06 | SACR-PL-SIS-043(B)-003 | ADISH-P-PO-GE-043(B) | South Adish Condensate Refinery | DDP Site | 3 |  | Main Item | - | Foam-Tank-600 | Foam Storage Tanks 600L | 1 |  |  |  |  | 1 | Set |  |  |  | inv#165
403 | OPI-SIS-043(B)-003 | 2022-08-06 | SACR-PL-SIS-043(B)-003 | ADISH-P-PO-GE-043(B) | South Adish Condensate Refinery | DDP Site | 3 |  | Main Item | - | Foam-Tank-1200 | Foam Storage Tanks 1200L | 1 |  |  |  |  | 1 | Set |  |  |  | inv#165
544 | OPI-SIS-043(B)-003 | 2022-08-06 | SACR-PL-SIS-043(B)-003 | ADISH-P-PO-GE-043(B) | South Adish Condensate Refinery | DDP Site | 3 |  | Sub Item | Foam-DS-15000 | STRAINER | FLANGED STRAINER-TEE TYPE-A105+A234WPB | 1 |  |  |  |  | 1 | Piece |  |  | بر روی دستگاه نصب میباشد | inv#165
545 | OPI-SIS-043(B)-003 | 2022-08-06 | SACR-PL-SIS-043(B)-003 | ADISH-P-PO-GE-043(B) | South Adish Condensate Refinery | DDP Site | 3 |  | Sub Item | Foam-DS-15000 | REDUCER | ECENTRIC-FLANGED-14INCH X 8INCH | 1 |  |  |  |  | 1 | Piece |  |  | بر روی دستگاه نصب میباشد | inv#165
546 | OPI-SIS-043(B)-003 | 2022-08-06 | SACR-PL-SIS-043(B)-003 | ADISH-P-PO-GE-043(B) | South Adish Condensate Refinery | DDP Site | 3 |  | Sub Item | Foam-DS-15000 | SKID AND SUNSHADE | SKID AND SUNSHADE | 1 |  |  |  |  | 1 | Set |  |  | بر روی دستگاه نصب میباشد | inv#165
547 | OPI-SIS-043(B)-003 | 2022-08-06 | SACR-PL-SIS-043(B)-003 | ADISH-P-PO-GE-043(B) | South Adish Condensate Refinery | DDP Site | 3 |  | Sub Item | Foam-DS-15000 | PIPE | 2 1/2(DN65)-40S-SS304 | 9 |  |  |  |  | 9 | Meter |  |  |  | inv#165
548 | OPI-SIS-043(B)-003 | 2022-08-06 | SACR-PL-SIS-043(B)-003 | ADISH-P-PO-GE-043(B) | South Adish Condensate Refinery | DDP Site | 3 |  | Sub Item | Foam-DS-15000 | PIPE | 4(DN100)-40S-SS304 | 6 |  |  |  |  | 6 | Meter |  |  |  | inv#165
549 | OPI-SIS-043(B)-003 | 2022-08-06 | SACR-PL-SIS-043(B)-003 | ADISH-P-PO-GE-043(B) | South Adish Condensate Refinery | DDP Site | 3 |  | Sub Item | Foam-DS-15000 | ELBOW | 90DEG-CL150-THREADED-21/2(DN65)-SS304 | 6 |  |  |  |  | 6 | Piece |  |  |  | inv#165
550 | OPI-SIS-043(B)-003 | 2022-08-06 | SACR-PL-SIS-043(B)-003 | ADISH-P-PO-GE-043(B) | South Adish Condensate Refinery | DDP Site | 3 |  | Sub Item | Foam-DS-15000 | ELBOW | 90DEG-CL150-THREADED-4(DN100)-SS304 | 4 | 1 |  |  |  | 3 | Piece |  | Advise Vendor of Overage/Shortage |  | inv#165
551 | OPI-SIS-043(B)-003 | 2022-08-06 | SACR-PL-SIS-043(B)-003 | ADISH-P-PO-GE-043(B) | South Adish Condensate Refinery | DDP Site | 3 |  | Sub Item | Foam-DS-15000 | FLANGE | SLIP ON CL150-RF-4INCH-SS304 | 1 |  |  |  |  | 1 | Piece |  |  |  | inv#165
552 | OPI-SIS-043(B)-003 | 2022-08-06 | SACR-PL-SIS-043(B)-003 | ADISH-P-PO-GE-043(B) | South Adish Condensate Refinery | DDP Site | 3 |  | Sub Item | Foam-DS-15000 | FLANGE | SLIP ON CL150-RF-21/2INCH-SS304 | 2 |  |  |  |  | 2 | Piece |  |  |  | inv#165
553 | OPI-SIS-043(B)-003 | 2022-08-06 | SACR-PL-SIS-043(B)-003 | ADISH-P-PO-GE-043(B) | South Adish Condensate Refinery | DDP Site | 3 |  | Sub Item | Foam-DS-15000 | BALL VALVE | 1 1/2INCH-SS | 1 |  |  |  |  | 1 | Piece |  |  |  | inv#165
554 | OPI-SIS-043(B)-003 | 2022-08-06 | SACR-PL-SIS-043(B)-003 | ADISH-P-PO-GE-043(B) | South Adish Condensate Refinery | DDP Site | 3 |  | Sub Item | Foam-DS-6000 | STRAINER | FLANGED STRAINER-TEE TYPE-A105+A234WPB | 1 |  |  |  |  | 1 | Piece |  |  | بر روی دستگاه نصب میباشد | inv#165
555 | OPI-SIS-043(B)-003 | 2022-08-06 | SACR-PL-SIS-043(B)-003 | ADISH-P-PO-GE-043(B) | South Adish Condensate Refinery | DDP Site | 3 |  | Sub Item | Foam-DS-6000 | REDUCER | ECENTRIC-FLANGED-8INCH X 6INCH | 1 |  |  |  |  | 1 | Piece |  |  | بر روی دستگاه نصب میباشد | inv#165
556 | OPI-SIS-043(B)-003 | 2022-08-06 | SACR-PL-SIS-043(B)-003 | ADISH-P-PO-GE-043(B) | South Adish Condensate Refinery | DDP Site | 3 |  | Sub Item | Foam-DS-6000 | SKID AND SUNSHADE | SKID AND SUNSHADE | 1 |  |  |  |  | 1 | Piece |  |  | بر روی دستگاه نصب میباشد | inv#165
557 | OPI-SIS-043(B)-003 | 2022-08-06 | SACR-PL-SIS-043(B)-003 | ADISH-P-PO-GE-043(B) | South Adish Condensate Refinery | DDP Site | 3 |  | Sub Item | Foam-DS-6000 | PIPE | 2 1/2(DN65)-40S-SS304 | 4 |  |  |  |  | 4 | Meter |  |  |  | inv#165
558 | OPI-SIS-043(B)-003 | 2022-08-06 | SACR-PL-SIS-043(B)-003 | ADISH-P-PO-GE-043(B) | South Adish Condensate Refinery | DDP Site | 3 |  | Sub Item | Foam-DS-6000 | PIPE | 1 1/2(DN40)-40S-SS304 | 5 |  |  |  |  | 5 | Meter |  |  |  | inv#165
559 | OPI-SIS-043(B)-003 | 2022-08-06 | SACR-PL-SIS-043(B)-003 | ADISH-P-PO-GE-043(B) | South Adish Condensate Refinery | DDP Site | 3 |  | Sub Item | Foam-DS-6000 | ELBOW | 90DEG-CL150-THREADED-21/2(DN65)-SS304 | 4 |  |  |  |  | 4 | Piece |  |  |  | inv#165
560 | OPI-SIS-043(B)-003 | 2022-08-06 | SACR-PL-SIS-043(B)-003 | ADISH-P-PO-GE-043(B) | South Adish Condensate Refinery | DDP Site | 3 |  | Sub Item | Foam-DS-6000 | ELBOW | 90DEG-CL150-THREADED-1 1/2(DN40)-SS304 | 6 |  |  |  |  | 6 | Piece |  |  |  | inv#165
561 | OPI-SIS-043(B)-003 | 2022-08-06 | SACR-PL-SIS-043(B)-003 | ADISH-P-PO-GE-043(B) | South Adish Condensate Refinery | DDP Site | 3 |  | Sub Item | Foam-DS-6000 | FLANGE | SLIP ON CL150-RF-1 1/2INCH-SS304 | 2 |  |  |  |  | 2 | Piece |  |  |  | inv#165
562 | OPI-SIS-043(B)-003 | 2022-08-06 | SACR-PL-SIS-043(B)-003 | ADISH-P-PO-GE-043(B) | South Adish Condensate Refinery | DDP Site | 3 |  | Sub Item | Foam-DS-6000 | FLANGE | SLIP ON CL150-RF-2 1/2INCH-SS304 | 1 |  |  |  |  | 1 | Piece |  |  |  | inv#165
563 | OPI-SIS-043(B)-003 | 2022-08-06 | SACR-PL-SIS-043(B)-003 | ADISH-P-PO-GE-043(B) | South Adish Condensate Refinery | DDP Site | 3 |  | Sub Item | Foam-DS-2500 | STRAINER | FLANGED STRAINER-TEE TYPE-A105+A234WPB-6INCH | 1 |  |  |  |  | 1 | Piece |  |  | بر روی دستگاه نصب میباشد | inv#165
564 | OPI-SIS-043(B)-003 | 2022-08-06 | SACR-PL-SIS-043(B)-003 | ADISH-P-PO-GE-043(B) | South Adish Condensate Refinery | DDP Site | 3 |  | Sub Item | Foam-DS-2500 | REDUCER | ECENTRIC-FLANGED-6INCH X 4INCH | 2 |  |  |  |  | 2 | Piece |  |  | بر روی دستگاه نصب میباشد | inv#165
565 | OPI-SIS-043(B)-003 | 2022-08-06 | SACR-PL-SIS-043(B)-003 | ADISH-P-PO-GE-043(B) | South Adish Condensate Refinery | DDP Site | 3 |  | Sub Item | Foam-DS-2500 | SKID AND SUNSHADE | SKID AND SUNSHADE | 1 |  |  |  |  | 1 | Piece |  |  | بر روی دستگاه نصب میباشد | inv#165
566 | OPI-SIS-043(B)-003 | 2022-08-06 | SACR-PL-SIS-043(B)-003 | ADISH-P-PO-GE-043(B) | South Adish Condensate Refinery | DDP Site | 3 |  | Sub Item | Foam-DS-2500 | PIPE | 2(DN50)-40S-SS304 | 8 | 4 |  |  |  | 4 | Meter |  | Advise Vendor of Overage/Shortage |  | inv#165
567 | OPI-SIS-043(B)-003 | 2022-08-06 | SACR-PL-SIS-043(B)-003 | ADISH-P-PO-GE-043(B) | South Adish Condensate Refinery | DDP Site | 3 |  | Sub Item | Foam-DS-2500 | PIPE | 1(DN25)-40S-SS304 | 8 | 4 |  |  |  | 4 | Meter |  | Advise Vendor of Overage/Shortage |  | inv#165
568 | OPI-SIS-043(B)-003 | 2022-08-06 | SACR-PL-SIS-043(B)-003 | ADISH-P-PO-GE-043(B) | South Adish Condensate Refinery | DDP Site | 3 |  | Sub Item | Foam-DS-2500 | ELBOW | 90DEG-CL150-THREADED-2(DN50)-SS304 | 10 | 5 |  |  |  | 5 | Piece |  | Advise Vendor of Overage/Shortage |  | inv#165
569 | OPI-SIS-043(B)-003 | 2022-08-06 | SACR-PL-SIS-043(B)-003 | ADISH-P-PO-GE-043(B) | South Adish Condensate Refinery | DDP Site | 3 |  | Sub Item | Foam-DS-2500 | ELBOW | 90DEG-CL150-THREADED-1(DN25)-SS304 | 6 | 3 |  |  |  | 3 | Piece |  | Advise Vendor of Overage/Shortage |  | inv#165
570 | OPI-SIS-043(B)-003 | 2022-08-06 | SACR-PL-SIS-043(B)-003 | ADISH-P-PO-GE-043(B) | South Adish Condensate Refinery | DDP Site | 3 |  | Sub Item | Foam-DS-2500 | FLANGE | SLIP ON CL150-RF-1INCH-SS304 | 4 | 2 |  |  |  | 2 | Piece |  | Advise Vendor of Overage/Shortage |  | inv#165
571 | OPI-SIS-043(B)-003 | 2022-08-06 | SACR-PL-SIS-043(B)-003 | ADISH-P-PO-GE-043(B) | South Adish Condensate Refinery | DDP Site | 3 |  | Sub Item | Foam-DS-2500 | FLANGE | SLIP ON CL150-RF-2INCH-SS304 | 2 | 1 |  |  |  | 1 | Piece |  | Advise Vendor of Overage/Shortage |  | inv#165
572 | OPI-SIS-043(B)-003 | 2022-08-06 | SACR-PL-SIS-043(B)-003 | ADISH-P-PO-GE-043(B) | South Adish Condensate Refinery | DDP Site | 3 |  | Sub Item | Foam-DS-2500 | STRAINER | FLANGED STRAINER-TEE TYPE-A105+A234WPB-4INCH | 1 |  |  |  |  | 1 | Piece |  |  | بر روی دستگاه نصب میباشد | inv#165
573 | OPI-SIS-043(B)-003 | 2022-08-06 | SACR-PL-SIS-043(B)-003 | ADISH-P-PO-GE-043(B) | South Adish Condensate Refinery | DDP Site | 3 |  | Sub Item | Foam-DS-2500 | BALL VALVE | 1 1/2INCH-SS | 2 | 1 |  |  |  | 1 | Piece |  | Advise Vendor of Overage/Shortage |  | inv#165
574 | OPI-SIS-043(B)-003 | 2022-08-06 | SACR-PL-SIS-043(B)-003 | ADISH-P-PO-GE-043(B) | South Adish Condensate Refinery | DDP Site | 3 |  | Sub Item | Foam-Tank-1200 | LADDER | LADDER | 1 | 1 |  |  |  |  | Piece |  | Advise Vendor of Overage/Shortage |  | inv#165
575 | OPI-SIS-043(B)-003 | 2022-08-06 | SACR-PL-SIS-043(B)-003 | ADISH-P-PO-GE-043(B) | South Adish Condensate Refinery | DDP Site | 3 |  | Sub Item | Foam-Tank-21000 | LADDER | LADDER | 1 |  |  |  |  | 1 | Piece |  |  |  | inv#165
576 | OPI-SIS-043(B)-003 | 2022-08-06 | SACR-PL-SIS-043(B)-003 | ADISH-P-PO-GE-043(B) | South Adish Condensate Refinery | DDP Site | 3 |  | Sub Item | Foam-Tank-600 | LADDER | LADDER | 1 | 1 |  |  |  |  | Piece |  | Advise Vendor of Overage/Shortage |  | inv#165
577 | OPI-SIS-043(B)-003 | 2022-08-06 | SACR-PL-SIS-043(B)-003 | ADISH-P-PO-GE-043(B) | South Adish Condensate Refinery | DDP Site | 3 |  | Sub Item | Foam-Tank-4000 | LADDER | LADDER | 1 | 1 |  |  |  |  | Piece |  | Advise Vendor of Overage/Shortage |  | inv#165
600 | OPI-SIS-043(B)-004 | 2022-09-03 | SACR-PL-SIS-043(B)-005 | ADISH-P-PO-GE-043(B) | South Adish Condensate Refinery | DDP Site | 5 |  | Sub Item | Foam-DS-15000 | a105 | 3000LBGALVANIZEDC.STHREADEDHEX‐BUSHASTMA1051"x1/4 | 1 |  |  |  |  | 1 | Piece | 1 |  |  | inv#165
601 | OPI-SIS-043(B)-004 | 2022-09-03 | SACR-PL-SIS-043(B)-005 | ADISH-P-PO-GE-043(B) | South Adish Condensate Refinery | DDP Site | 5 |  | Sub Item | Foam-DS-15000 | ss | CL150Elbow4inSS‐THR | 1 |  |  |  |  | 1 | Piece | 1 |  |  | inv#165
602 | OPI-SIS-043(B)-004 | 2022-09-03 | SACR-PL-SIS-043(B)-005 | ADISH-P-PO-GE-043(B) | South Adish Condensate Refinery | DDP Site | 5 |  | Sub Item | Foam-DS-15000 | ss | CL150Elbow11/2SS‐THR | 4 |  |  |  |  | 4 | Piece | 4 |  |  | inv#165
661 | OPI-SIS-043(B)-005 | 2022-11-13 | SACR-PL-SIS-043(B)-006 | ADISH-P-PO-GE-043(B) | South Adish Condensate Refinery | DDP Site | 6 |  | Sub Item | FSAE | 1 | HIGH BACK PRESSURE FOAM DEVICE 4 "FLANGED TO ANSI#150 Model:PHB-60A | 2 |  |  |  |  | 2 | Set | 1 |  |  | INV#196
662 | OPI-SIS-043(B)-005 | 2022-11-13 | SACR-PL-SIS-043(B)-006 | ADISH-P-PO-GE-043(B) | South Adish Condensate Refinery | DDP Site | 6 |  | Sub Item | FSAE | 2 | HIGH BACK PRESSURE FOAM DEVICE-INLLET 2 Model:PHB-20A | 1 |  |  |  |  | 1 | Set | 1 |  |  | INV#196
663 | OPI-SIS-043(B)-005 | 2022-11-13 | SACR-PL-SIS-043(B)-006 | ADISH-P-PO-GE-043(B) | South Adish Condensate Refinery | DDP Site | 6 |  | Sub Item | FSAE | 3 | HIGH BACK PRESSURE FOAM DEVICE-INLLET 2 Model:PHB-10A | 1 |  |  |  |  | 1 | Set | 1 |  |  | INV#196
124 | OPI-SIS-043(C)-001 | 2022-03-01 | SACR-PL-SIS-043(C)-001 | ADISH-P-PO-GE-043(C) | South Adish Condensate Refinery | DDP Site | 1 |  | Main Item | - | PIV-520-005 | Post Indicator Valve , 6", Non-Rising Stem Gate Valve | 1 |  |  |  |  | 1 | Set |  |  |  | inv#156
125 | OPI-SIS-043(C)-001 | 2022-03-01 | SACR-PL-SIS-043(C)-001 | ADISH-P-PO-GE-043(C) | South Adish Condensate Refinery | DDP Site | 1 |  | Main Item | - | PIV-520-013 | Post Indicator Valve , 6", Non-Rising Stem Gate Valve | 1 |  |  |  |  | 1 | Set |  |  |  | inv#156
126 | OPI-SIS-043(C)-001 | 2022-03-01 | SACR-PL-SIS-043(C)-001 | ADISH-P-PO-GE-043(C) | South Adish Condensate Refinery | DDP Site | 1 |  | Main Item | - | PIV-545-002 | Post Indicator Valve , 8", Non-Rising Stem Gate Valve | 1 |  |  |  |  | 1 | Set |  |  |  | inv#156
127 | OPI-SIS-043(C)-001 | 2022-03-01 | SACR-PL-SIS-043(C)-001 | ADISH-P-PO-GE-043(C) | South Adish Condensate Refinery | DDP Site | 1 |  | Main Item | - | PIV-545-003 | Post Indicator Valve , 8", Non-Rising Stem Gate Valve | 1 |  |  |  |  | 1 | Set |  |  |  | inv#156
128 | OPI-SIS-043(C)-001 | 2022-03-01 | SACR-PL-SIS-043(C)-001 | ADISH-P-PO-GE-043(C) | South Adish Condensate Refinery | DDP Site | 1 |  | Main Item | - | PIV-545-004 | Post Indicator Valve , 8", Non-Rising Stem Gate Valve | 1 |  |  |  |  | 1 | Set |  |  |  | inv#156
129 | OPI-SIS-043(C)-001 | 2022-03-01 | SACR-PL-SIS-043(C)-001 | ADISH-P-PO-GE-043(C) | South Adish Condensate Refinery | DDP Site | 1 |  | Main Item | - | PIV-545-005 | Post Indicator Valve , 8", Non-Rising Stem Gate Valve | 1 |  |  |  |  | 1 | Set |  |  |  | inv#156
130 | OPI-SIS-043(C)-001 | 2022-03-01 | SACR-PL-SIS-043(C)-001 | ADISH-P-PO-GE-043(C) | South Adish Condensate Refinery | DDP Site | 1 |  | Main Item | - | PIV-545-006 | Post Indicator Valve , 8", Non-Rising Stem Gate Valve | 1 |  |  |  |  | 1 | Set |  |  |  | inv#156
131 | OPI-SIS-043(C)-001 | 2022-03-01 | SACR-PL-SIS-043(C)-001 | ADISH-P-PO-GE-043(C) | South Adish Condensate Refinery | DDP Site | 1 |  | Main Item | - | PIV-545-008 | Post Indicator Valve , 8", Non-Rising Stem Gate Valve | 1 |  |  |  |  | 1 | Set |  |  |  | inv#156
132 | OPI-SIS-043(C)-001 | 2022-03-01 | SACR-PL-SIS-043(C)-001 | ADISH-P-PO-GE-043(C) | South Adish Condensate Refinery | DDP Site | 1 |  | Main Item | - | PIV-545-017 | Post Indicator Valve , 8", Non-Rising Stem Gate Valve | 1 |  |  |  |  | 1 | Set |  |  |  | inv#156
133 | OPI-SIS-043(C)-001 | 2022-03-01 | SACR-PL-SIS-043(C)-001 | ADISH-P-PO-GE-043(C) | South Adish Condensate Refinery | DDP Site | 1 |  | Main Item | - | PIV-520-008 | Post Indicator Valve , 12", Non-Rising Stem Gate Valve | 1 |  |  |  |  | 1 | Set |  |  |  | inv#156
134 | OPI-SIS-043(C)-001 | 2022-03-01 | SACR-PL-SIS-043(C)-001 | ADISH-P-PO-GE-043(C) | South Adish Condensate Refinery | DDP Site | 1 |  | Main Item | - | PIV-520-011 | Post Indicator Valve , 12", Non-Rising Stem Gate Valve | 1 |  |  |  |  | 1 | Set |  |  |  | inv#156
135 | OPI-SIS-043(C)-001 | 2022-03-01 | SACR-PL-SIS-043(C)-001 | ADISH-P-PO-GE-043(C) | South Adish Condensate Refinery | DDP Site | 1 |  | Main Item | - | PIV-545-010 | Post Indicator Valve , 10", Non-Rising Stem Gate Valve | 1 |  |  |  |  | 1 | Set |  |  |  | inv#156
136 | OPI-SIS-043(C)-001 | 2022-03-01 | SACR-PL-SIS-043(C)-001 | ADISH-P-PO-GE-043(C) | South Adish Condensate Refinery | DDP Site | 1 |  | Main Item | - | PIV-545-011 | Post Indicator Valve , 10", Non-Rising Stem Gate Valve | 1 |  |  |  |  | 1 | Set |  |  |  | inv#156
137 | OPI-SIS-043(C)-001 | 2022-03-01 | SACR-PL-SIS-043(C)-001 | ADISH-P-PO-GE-043(C) | South Adish Condensate Refinery | DDP Site | 1 |  | Main Item | - | PIV-545-042 | Post Indicator Valve , 10", Non-Rising Stem Gate Valve | 1 |  |  |  |  | 1 | Set |  |  |  | inv#156
138 | OPI-SIS-043(C)-001 | 2022-03-01 | SACR-PL-SIS-043(C)-001 | ADISH-P-PO-GE-043(C) | South Adish Condensate Refinery | DDP Site | 1 |  | Main Item | - | PIV-545-021 | Post Indicator Valve , 10", Non-Rising Stem Gate Valve | 1 |  |  |  |  | 1 | Set |  |  |  | inv#156
139 | OPI-SIS-043(C)-001 | 2022-03-01 | SACR-PL-SIS-043(C)-001 | ADISH-P-PO-GE-043(C) | South Adish Condensate Refinery | DDP Site | 1 |  | Main Item | - | PIV-545-034 | Post Indicator Valve , 10", Non-Rising Stem Gate Valve | 1 |  |  |  |  | 1 | Set |  |  |  | inv#156
140 | OPI-SIS-043(C)-001 | 2022-03-01 | SACR-PL-SIS-043(C)-001 | ADISH-P-PO-GE-043(C) | South Adish Condensate Refinery | DDP Site | 1 |  | Main Item | - | PIV-545-012 | Post Indicator Valve , 10", Non-Rising Stem Gate Valve | 1 |  |  |  |  | 1 | Set |  |  |  | inv#156
141 | OPI-SIS-043(C)-001 | 2022-03-01 | SACR-PL-SIS-043(C)-001 | ADISH-P-PO-GE-043(C) | South Adish Condensate Refinery | DDP Site | 1 |  | Main Item | - | PIV-LW | Locking Wrench for PIV , Material : Ductile Iron | 17 |  |  |  |  | 17 | PCS |  |  |  | inv#156
142 | OPI-SIS-043(C)-002 | 2022-03-01 | SACR-PL-SIS-043(C)-002 | ADISH-P-PO-GE-043(C) | South Adish Condensate Refinery | DDP Site | 2 |  | Main Item | - | PIV-545-027 | Post Indicator Valve , 24", Non-Rising Stem Gate Valve | 1 |  |  |  |  | 1 | Set |  |  |  | inv#141
143 | OPI-SIS-043(C)-002 | 2022-03-01 | SACR-PL-SIS-043(C)-002 | ADISH-P-PO-GE-043(C) | South Adish Condensate Refinery | DDP Site | 2 |  | Main Item | - | PIV-545-027 | Post Indicator Valve , 24", Non-Rising Stem Gate Valve | 1 |  |  |  |  | 1 | Set |  |  |  | inv#141
144 | OPI-SIS-043(C)-002 | 2022-03-01 | SACR-PL-SIS-043(C)-002 | ADISH-P-PO-GE-043(C) | South Adish Condensate Refinery | DDP Site | 2 |  | Main Item | - | PIV-545-039 | Post Indicator Valve , 24", Non-Rising Stem Gate Valve | 1 |  |  |  |  | 1 | Set |  |  |  | inv#141
145 | OPI-SIS-043(C)-002 | 2022-03-01 | SACR-PL-SIS-043(C)-002 | ADISH-P-PO-GE-043(C) | South Adish Condensate Refinery | DDP Site | 2 |  | Main Item | - | PIV-545-025 | Post Indicator Valve , 24", Non-Rising Stem Gate Valve | 1 |  |  |  |  | 1 | Set |  |  |  | inv#141
146 | OPI-SIS-043(C)-002 | 2022-03-01 | SACR-PL-SIS-043(C)-002 | ADISH-P-PO-GE-043(C) | South Adish Condensate Refinery | DDP Site | 2 |  | Main Item | - | PIV-545-022 | Post Indicator Valve , 24", Non-Rising Stem Gate Valve | 1 |  |  |  |  | 1 | Set |  |  |  | inv#141
147 | OPI-SIS-043(C)-002 | 2022-03-01 | SACR-PL-SIS-043(C)-002 | ADISH-P-PO-GE-043(C) | South Adish Condensate Refinery | DDP Site | 2 |  | Main Item | - | PIV-545-024 | Post Indicator Valve , 24", Non-Rising Stem Gate Valve | 1 |  |  |  |  | 1 | Set |  |  |  | inv#141
148 | OPI-SIS-043(C)-002 | 2022-03-01 | SACR-PL-SIS-043(C)-002 | ADISH-P-PO-GE-043(C) | South Adish Condensate Refinery | DDP Site | 2 |  | Main Item | - | PIV-545-023 | Post Indicator Valve , 24", Non-Rising Stem Gate Valve | 1 |  |  |  |  | 1 | Set |  |  |  | inv#141
149 | OPI-SIS-043(C)-002 | 2022-03-01 | SACR-PL-SIS-043(C)-002 | ADISH-P-PO-GE-043(C) | South Adish Condensate Refinery | DDP Site | 2 |  | Main Item | - | PIV-545-037 | Post Indicator Valve , 24", Non-Rising Stem Gate Valve | 1 |  |  |  |  | 1 | Set |  |  |  | inv#141
150 | OPI-SIS-043(C)-002 | 2022-03-01 | SACR-PL-SIS-043(C)-002 | ADISH-P-PO-GE-043(C) | South Adish Condensate Refinery | DDP Site | 2 |  | Main Item | - | PIV-545-036 | Post Indicator Valve , 24", Non-Rising Stem Gate Valve | 1 |  |  |  |  | 1 | Set |  |  |  | inv#141
151 | OPI-SIS-043(C)-002 | 2022-03-01 | SACR-PL-SIS-043(C)-002 | ADISH-P-PO-GE-043(C) | South Adish Condensate Refinery | DDP Site | 2 |  | Main Item | - | PIV-545-043 | Post Indicator Valve , 24", Non-Rising Stem Gate Valve | 1 |  |  |  |  | 1 | Set |  |  |  | inv#141
152 | OPI-SIS-043(C)-002 | 2022-03-01 | SACR-PL-SIS-043(C)-002 | ADISH-P-PO-GE-043(C) | South Adish Condensate Refinery | DDP Site | 2 |  | Main Item | - | PIV-520-001 | Post Indicator Valve , 24", Non-Rising Stem Gate Valve | 1 |  |  |  |  | 1 | Set |  |  |  | inv#141
153 | OPI-SIS-043(C)-002 | 2022-03-01 | SACR-PL-SIS-043(C)-002 | ADISH-P-PO-GE-043(C) | South Adish Condensate Refinery | DDP Site | 2 |  | Main Item | - | PIV-520-002 | Post Indicator Valve , 24", Non-Rising Stem Gate Valve | 1 |  |  |  |  | 1 | Set |  |  |  | inv#141
154 | OPI-SIS-043(C)-002 | 2022-03-01 | SACR-PL-SIS-043(C)-002 | ADISH-P-PO-GE-043(C) | South Adish Condensate Refinery | DDP Site | 2 |  | Main Item | - | PIV-520-003 | Post Indicator Valve , 24", Non-Rising Stem Gate Valve | 1 |  |  |  |  | 1 | Set |  |  |  | inv#141
155 | OPI-SIS-043(C)-002 | 2022-03-01 | SACR-PL-SIS-043(C)-002 | ADISH-P-PO-GE-043(C) | South Adish Condensate Refinery | DDP Site | 2 |  | Main Item | - | PIV-520-004 | Post Indicator Valve , 24", Non-Rising Stem Gate Valve | 1 |  |  |  |  | 1 | Set |  |  |  | inv#141
156 | OPI-SIS-043(C)-002 | 2022-03-01 | SACR-PL-SIS-043(C)-002 | ADISH-P-PO-GE-043(C) | South Adish Condensate Refinery | DDP Site | 2 |  | Main Item | - | PIV-520-006 | Post Indicator Valve , 24", Non-Rising Stem Gate Valve | 1 |  |  |  |  | 1 | Set |  |  |  | inv#141
157 | OPI-SIS-043(C)-002 | 2022-03-01 | SACR-PL-SIS-043(C)-002 | ADISH-P-PO-GE-043(C) | South Adish Condensate Refinery | DDP Site | 2 |  | Main Item | - | PIV-520-009 | Post Indicator Valve , 24", Non-Rising Stem Gate Valve | 1 |  |  |  |  | 1 | Set |  |  |  | inv#141
158 | OPI-SIS-043(C)-002 | 2022-03-01 | SACR-PL-SIS-043(C)-002 | ADISH-P-PO-GE-043(C) | South Adish Condensate Refinery | DDP Site | 2 |  | Main Item | - | PIV-520-016 | Post Indicator Valve , 24", Non-Rising Stem Gate Valve | 1 |  |  |  |  | 1 | Set |  |  |  | inv#141
159 | OPI-SIS-043(C)-002 | 2022-03-01 | SACR-PL-SIS-043(C)-002 | ADISH-P-PO-GE-043(C) | South Adish Condensate Refinery | DDP Site | 2 |  | Main Item | - | PIV-520-012 | Post Indicator Valve , 24", Non-Rising Stem Gate Valve | 1 |  |  |  |  | 1 | Set |  |  |  | inv#141
160 | OPI-SIS-043(C)-002 | 2022-03-01 | SACR-PL-SIS-043(C)-002 | ADISH-P-PO-GE-043(C) | South Adish Condensate Refinery | DDP Site | 2 |  | Main Item | - | PIV-520-019 | Post Indicator Valve , 24", Non-Rising Stem Gate Valve | 1 |  |  |  |  | 1 | Set |  |  |  | inv#141
161 | OPI-SIS-043(C)-002 | 2022-03-01 | SACR-PL-SIS-043(C)-002 | ADISH-P-PO-GE-043(C) | South Adish Condensate Refinery | DDP Site | 2 |  | Main Item | - | PIV-520-007 | Post Indicator Valve , 18", Non-Rising Stem Gate Valve | 1 |  |  |  |  | 1 | Set |  |  |  | inv#141
162 | OPI-SIS-043(C)-002 | 2022-03-01 | SACR-PL-SIS-043(C)-002 | ADISH-P-PO-GE-043(C) | South Adish Condensate Refinery | DDP Site | 2 |  | Main Item | - | PIV-520-010 | Post Indicator Valve , 18", Non-Rising Stem Gate Valve | 1 |  |  |  |  | 1 | Set |  |  |  | inv#141
163 | OPI-SIS-043(C)-002 | 2022-03-01 | SACR-PL-SIS-043(C)-002 | ADISH-P-PO-GE-043(C) | South Adish Condensate Refinery | DDP Site | 2 |  | Main Item | - | PIV-520-014 | Post Indicator Valve , 18", Non-Rising Stem Gate Valve | 1 |  |  |  |  | 1 | Set |  |  |  | inv#141
164 | OPI-SIS-043(C)-002 | 2022-03-01 | SACR-PL-SIS-043(C)-002 | ADISH-P-PO-GE-043(C) | South Adish Condensate Refinery | DDP Site | 2 |  | Main Item | - | PIV-520-015 | Post Indicator Valve , 18", Non-Rising Stem Gate Valve | 1 |  |  |  |  | 1 | Set |  |  |  | inv#141
165 | OPI-SIS-043(C)-002 | 2022-03-01 | SACR-PL-SIS-043(C)-002 | ADISH-P-PO-GE-043(C) | South Adish Condensate Refinery | DDP Site | 2 |  | Main Item | - | PIV-520-017 | Post Indicator Valve , 18", Non-Rising Stem Gate Valve | 1 |  |  |  |  | 1 | Set |  |  |  | inv#141
166 | OPI-SIS-043(C)-002 | 2022-03-01 | SACR-PL-SIS-043(C)-002 | ADISH-P-PO-GE-043(C) | South Adish Condensate Refinery | DDP Site | 2 |  | Main Item | - | PIV-520-018 | Post Indicator Valve , 18", Non-Rising Stem Gate Valve | 1 |  |  |  |  | 1 | Set |  |  |  | inv#141
167 | OPI-SIS-043(C)-002 | 2022-03-01 | SACR-PL-SIS-043(C)-002 | ADISH-P-PO-GE-043(C) | South Adish Condensate Refinery | DDP Site | 2 |  | Main Item | - | PIV-545-009 | Post Indicator Valve , 16", Non-Rising Stem Gate Valve | 1 |  |  |  |  | 1 | Set |  |  |  | inv#141
168 | OPI-SIS-043(C)-002 | 2022-03-01 | SACR-PL-SIS-043(C)-002 | ADISH-P-PO-GE-043(C) | South Adish Condensate Refinery | DDP Site | 2 |  | Main Item | - | PIV-545-026 | Post Indicator Valve , 16", Non-Rising Stem Gate Valve | 1 |  |  |  |  | 1 | Set |  |  |  | inv#141
169 | OPI-SIS-043(C)-002 | 2022-03-01 | SACR-PL-SIS-043(C)-002 | ADISH-P-PO-GE-043(C) | South Adish Condensate Refinery | DDP Site | 2 |  | Main Item | - | PIV-545-035 | Post Indicator Valve , 16", Non-Rising Stem Gate Valve | 1 |  |  |  |  | 1 | Set |  |  |  | inv#141
170 | OPI-SIS-043(C)-002 | 2022-03-01 | SACR-PL-SIS-043(C)-002 | ADISH-P-PO-GE-043(C) | South Adish Condensate Refinery | DDP Site | 2 |  | Main Item | - | PIV-545-038 | Post Indicator Valve , 16", Non-Rising Stem Gate Valve | 1 |  |  |  |  | 1 | Set |  |  |  | inv#141
171 | OPI-SIS-043(C)-002 | 2022-03-01 | SACR-PL-SIS-043(C)-002 | ADISH-P-PO-GE-043(C) | South Adish Condensate Refinery | DDP Site | 2 |  | Main Item | - | PIV-545-040 | Post Indicator Valve , 16", Non-Rising Stem Gate Valve | 1 |  |  |  |  | 1 | Set |  |  |  | inv#141
172 | OPI-SIS-043(C)-002 | 2022-03-01 | SACR-PL-SIS-043(C)-002 | ADISH-P-PO-GE-043(C) | South Adish Condensate Refinery | DDP Site | 2 |  | Main Item | - | PIV-545-041 | Post Indicator Valve , 16", Non-Rising Stem Gate Valve | 1 |  |  |  |  | 1 | Set |  |  |  | inv#141
173 | OPI-SIS-043(C)-002 | 2022-03-01 | SACR-PL-SIS-043(C)-002 | ADISH-P-PO-GE-043(C) | South Adish Condensate Refinery | DDP Site | 2 |  | Main Item | - | PIV-545-029 | Post Indicator Valve , 16", Non-Rising Stem Gate Valve | 1 |  |  |  |  | 1 | Set |  |  |  | inv#141
174 | OPI-SIS-043(C)-002 | 2022-03-01 | SACR-PL-SIS-043(C)-002 | ADISH-P-PO-GE-043(C) | South Adish Condensate Refinery | DDP Site | 2 |  | Main Item | - | PIV-545-030 | Post Indicator Valve , 16", Non-Rising Stem Gate Valve | 1 |  |  |  |  | 1 | Set |  |  |  | inv#141
175 | OPI-SIS-043(C)-002 | 2022-03-01 | SACR-PL-SIS-043(C)-002 | ADISH-P-PO-GE-043(C) | South Adish Condensate Refinery | DDP Site | 2 |  | Main Item | - | PIV-545-031 | Post Indicator Valve , 16", Non-Rising Stem Gate Valve | 1 |  |  |  |  | 1 | Set |  |  |  | inv#141
176 | OPI-SIS-043(C)-002 | 2022-03-01 | SACR-PL-SIS-043(C)-002 | ADISH-P-PO-GE-043(C) | South Adish Condensate Refinery | DDP Site | 2 |  | Main Item | - | PIV-545-028 | Post Indicator Valve , 16", Non-Rising Stem Gate Valve | 1 |  |  |  |  | 1 | Set |  |  |  | inv#141
177 | OPI-SIS-043(C)-002 | 2022-03-01 | SACR-PL-SIS-043(C)-002 | ADISH-P-PO-GE-043(C) | South Adish Condensate Refinery | DDP Site | 2 |  | Main Item | - | PIV-545-032 | Post Indicator Valve , 16", Non-Rising Stem Gate Valve | 1 |  |  |  |  | 1 | Set |  |  |  | inv#141
178 | OPI-SIS-043(C)-002 | 2022-03-01 | SACR-PL-SIS-043(C)-002 | ADISH-P-PO-GE-043(C) | South Adish Condensate Refinery | DDP Site | 2 |  | Main Item | - | PIV-545-020 | Post Indicator Valve , 16", Non-Rising Stem Gate Valve | 1 |  |  |  |  | 1 | Set |  |  |  | inv#141
179 | OPI-SIS-043(C)-002 | 2022-03-01 | SACR-PL-SIS-043(C)-002 | ADISH-P-PO-GE-043(C) | South Adish Condensate Refinery | DDP Site | 2 |  | Main Item | - | PIV-545-019 | Post Indicator Valve , 16", Non-Rising Stem Gate Valve | 1 |  |  |  |  | 1 | Set |  |  |  | inv#141
180 | OPI-SIS-043(C)-002 | 2022-03-01 | SACR-PL-SIS-043(C)-002 | ADISH-P-PO-GE-043(C) | South Adish Condensate Refinery | DDP Site | 2 |  | Main Item | - | PIV-545-016 | Post Indicator Valve , 16", Non-Rising Stem Gate Valve | 1 |  |  |  |  | 1 | Set |  |  |  | inv#141
726 | OPI-SIS-043(C)-003 | 2023-02-15 | SACR-PL-SIS-043(C)-004 | ADISH-P-PO-GE-043(C) | South Adish Condensate Refinery | DDP Site | 4 |  | Commissioning Spare Part | PIV-520-001 | 1 | STEM LINK DUCTILE COST IRON | 3 |  | 3 |  |  | 6 | Set | 1 | Advise Vendor of Overage/Shortage
727 | OPI-SIS-043(C)-003 | 2023-02-15 | SACR-PL-SIS-043(C)-004 | ADISH-P-PO-GE-043(C) | South Adish Condensate Refinery | DDP Site | 4 |  | Commissioning Spare Part | PIV-520-002 | 2 | GLASS FOR WINDOW FLANGE MATERIAL GLASS | 6 |  |  |  |  | 6 | Set | 1
728 | OPI-SIS-043(C)-003 | 2023-02-15 | SACR-PL-SIS-043(C)-004 | ADISH-P-PO-GE-043(C) | South Adish Condensate Refinery | DDP Site | 4 |  | Commissioning Spare Part | PIV-520-003 | 3 | LOCKING AND OPENINGWRENCH DOCTILE CAST IRON | 3 |  |  |  |  | 3 | Set | 1
729 | OPI-SIS-043(C)-003 | 2023-02-15 | SACR-PL-SIS-043(C)-004 | ADISH-P-PO-GE-043(C) | South Adish Condensate Refinery | DDP Site | 4 |  | Spare Part | PIV-520-002 | 4 | 24"FLANGED NRS GATE VALVE#150 FF DOCTILE IRON | 2 |  |  |  |  | 2 | Set | 1
730 | OPI-SIS-043(C)-003 | 2023-02-15 | SACR-PL-SIS-043(C)-004 | ADISH-P-PO-GE-043(C) | South Adish Condensate Refinery | DDP Site | 4 |  | Spare Part | PIV-520-007 | 5 | 18"FLANGED NRS GATE VALVE#150 FF DOCTILE IRON | 1 |  |  |  |  | 1 | Set | 1
731 | OPI-SIS-043(C)-003 | 2023-02-15 | SACR-PL-SIS-043(C)-004 | ADISH-P-PO-GE-043(C) | South Adish Condensate Refinery | DDP Site | 4 |  | Spare Part | PIV-545-013 | 6 | 16"FLANGED NRS GATE VALVE#150 FF DOCTILE IRON | 1 |  |  |  |  | 1 | Set | 1
732 | OPI-SIS-043(C)-003 | 2023-02-15 | SACR-PL-SIS-043(C)-004 | ADISH-P-PO-GE-043(C) | South Adish Condensate Refinery | DDP Site | 4 |  | Spare Part | PIV-520-008 | 7 | 12"FLANGED NRS GATE VALVE#150 FF DOCTILE IRON | 1 |  |  |  |  | 1 | Set | 1
733 | OPI-SIS-043(C)-003 | 2023-02-15 | SACR-PL-SIS-043(C)-004 | ADISH-P-PO-GE-043(C) | South Adish Condensate Refinery | DDP Site | 4 |  | Spare Part | PIV-545-011 | 8 | 10"FLANGED NRS GATE VALVE#150 FF DOCTILE IRON | 1 |  |  |  |  | 1 | Set | 1
734 | OPI-SIS-043(C)-003 | 2023-02-15 | SACR-PL-SIS-043(C)-004 | ADISH-P-PO-GE-043(C) | South Adish Condensate Refinery | DDP Site | 4 |  | Spare Part | PIV-545-002 | 9 | 8"FLANGED NRS GATE VALVE#150 FF DOCTILE IRON | 1 |  |  |  |  | 1 | Set | 1
735 | OPI-SIS-043(C)-003 | 2023-02-15 | SACR-PL-SIS-043(C)-004 | ADISH-P-PO-GE-043(C) | South Adish Condensate Refinery | DDP Site | 4 |  | Spare Part | PIV-520-005 | 10 | 6"FLANGED NRS GATE VALVE#150 FF DOCTILE IRON | 1 |  |  |  |  | 1 | Set | 1
736 | OPI-SIS-043(C)-003 | 2023-02-15 | SACR-PL-SIS-043(C)-004 | ADISH-P-PO-GE-043(C) | South Adish Condensate Refinery | DDP Site | 4 |  | Spare Part | PIV-520-002 | 11 | POST INDICATOR DUCILE IRON | 6 |  |  |  |  | 6 | Set | 1
751 | OPI-SIS-043(C)-004 | 2023-02-15 | SACR-PL-SIS-043(C)-005 | ADISH-P-PO-GE-043(C) | South Adish Condensate Refinery | DDP Site | 5 |  | Commissioning Spare Part | PIV-520-001 | 01 | Pressure Gauge | 2 |  |  |  |  | 2 | Piece | 1
752 | OPI-SIS-043(C)-004 | 2023-02-15 | SACR-PL-SIS-043(C)-005 | ADISH-P-PO-GE-043(C) | South Adish Condensate Refinery | DDP Site | 5 |  | Commissioning Spare Part | PIV-520-001 | 02 | Gasket 8" | 2 |  |  |  |  | 2 | Piece | 1
753 | OPI-SIS-043(C)-004 | 2023-02-15 | SACR-PL-SIS-043(C)-005 | ADISH-P-PO-GE-043(C) | South Adish Condensate Refinery | DDP Site | 5 |  | Commissioning Spare Part | PIV-520-001 | 03 | Gasket 6" | 2 |  |  |  |  | 2 | Piece | 1
754 | OPI-SIS-043(C)-004 | 2023-02-15 | SACR-PL-SIS-043(C)-005 | ADISH-P-PO-GE-043(C) | South Adish Condensate Refinery | DDP Site | 5 |  | Commissioning Spare Part | PIV-520-001 | 04 | Gasket 4" | 2 |  |  |  |  | 2 | Piece | 1
755 | OPI-SIS-043(C)-004 | 2023-02-15 | SACR-PL-SIS-043(C)-005 | ADISH-P-PO-GE-043(C) | South Adish Condensate Refinery | DDP Site | 5 |  | Commissioning Spare Part | PIV-520-001 | 05 | Gasket 3" | 2 |  |  |  |  | 2 | Piece | 1
756 | OPI-SIS-043(C)-004 | 2023-02-15 | SACR-PL-SIS-043(C)-005 | ADISH-P-PO-GE-043(C) | South Adish Condensate Refinery | DDP Site | 5 |  | Commissioning Spare Part | PIV-520-001 | 06 | Gasket 2" | 2 |  |  |  |  | 2 | Piece | 1
757 | OPI-SIS-043(C)-004 | 2023-02-15 | SACR-PL-SIS-043(C)-005 | ADISH-P-PO-GE-043(C) | South Adish Condensate Refinery | DDP Site | 5 |  | Commissioning Spare Part | PIV-520-001 | 07 | Ball Valve 2" Class 150 | 2 |  |  |  |  | 2 | Piece | 1 |  | برروی متریالCLASS150حک نشده است
31 | OPI-SIS-044-001 | 2022-03-01 | SACR-PL-SIS-044-001 | ADISH-P-PO-GE-044 | SISICO | DDP Site | 1 |  | Main Item | - | FH-501-001 | Fire Water Hydrant For CDU | 1 |  |  |  |  | 1 | Piece
32 | OPI-SIS-044-001 | 2022-03-01 | SACR-PL-SIS-044-001 | ADISH-P-PO-GE-044 | SISICO | DDP Site | 1 |  | Main Item | - | FH-501-001 | Fire Water Hydrant For CDU | 1 |  |  |  |  | 1 | Piece
33 | OPI-SIS-044-001 | 2022-03-01 | SACR-PL-SIS-044-001 | ADISH-P-PO-GE-044 | SISICO | DDP Site | 1 |  | Main Item | - | FH-501-002 | Fire Water Hydrant For CDU | 1 |  |  |  |  | 1 | Piece
34 | OPI-SIS-044-001 | 2022-03-01 | SACR-PL-SIS-044-001 | ADISH-P-PO-GE-044 | SISICO | DDP Site | 1 |  | Main Item | - | FH-501-003 | Fire Water Hydrant For CDU | 1 |  |  |  |  | 1 | Piece
35 | OPI-SIS-044-001 | 2022-03-01 | SACR-PL-SIS-044-001 | ADISH-P-PO-GE-044 | SISICO | DDP Site | 1 |  | Main Item | - | FH-501-004 | Fire Water Hydrant For CDU | 1 |  |  |  |  | 1 | Piece
36 | OPI-SIS-044-001 | 2022-03-01 | SACR-PL-SIS-044-001 | ADISH-P-PO-GE-044 | SISICO | DDP Site | 1 |  | Main Item | - | FH-501-007 | Fire Water Hydrant For CDU | 1 |  |  |  |  | 1 | Piece
37 | OPI-SIS-044-001 | 2022-03-01 | SACR-PL-SIS-044-001 | ADISH-P-PO-GE-044 | SISICO | DDP Site | 1 |  | Main Item | - | FH-502-001 | Fire Water Hydrant For NHT | 1 |  |  |  |  | 1 | Piece
38 | OPI-SIS-044-001 | 2022-03-01 | SACR-PL-SIS-044-001 | ADISH-P-PO-GE-044 | SISICO | DDP Site | 1 |  | Main Item | - | FH-502-002 | Fire Water Hydrant For NHT | 1 |  |  |  |  | 1 | Piece
39 | OPI-SIS-044-001 | 2022-03-01 | SACR-PL-SIS-044-001 | ADISH-P-PO-GE-044 | SISICO | DDP Site | 1 |  | Main Item | - | FH-502-003 | Fire Water Hydrant For NHT | 1 |  |  |  |  | 1 | Piece
40 | OPI-SIS-044-001 | 2022-03-01 | SACR-PL-SIS-044-001 | ADISH-P-PO-GE-044 | SISICO | DDP Site | 1 |  | Main Item | - | FH-502-004 | Fire Water Hydrant For NHT | 1 |  |  |  |  | 1 | Piece
41 | OPI-SIS-044-001 | 2022-03-01 | SACR-PL-SIS-044-001 | ADISH-P-PO-GE-044 | SISICO | DDP Site | 1 |  | Main Item | - | FH-502-005 | Fire Water Hydrant For NHT | 1 |  |  |  |  | 1 | Piece
42 | OPI-SIS-044-001 | 2022-03-01 | SACR-PL-SIS-044-001 | ADISH-P-PO-GE-044 | SISICO | DDP Site | 1 |  | Main Item | - | FH-502-006 | Fire Water Hydrant For NHT | 1 |  |  |  |  | 1 | Piece
43 | OPI-SIS-044-001 | 2022-03-01 | SACR-PL-SIS-044-001 | ADISH-P-PO-GE-044 | SISICO | DDP Site | 1 |  | Main Item | - | FH-505-003 | Fire Water Hydrant For LPG/LPT | 1 |  |  |  |  | 1 | Piece
44 | OPI-SIS-044-001 | 2022-03-01 | SACR-PL-SIS-044-001 | ADISH-P-PO-GE-044 | SISICO | DDP Site | 1 |  | Main Item | - | FH-505-004 | Fire Water Hydrant For LPG/LPT | 1 |  |  |  |  | 1 | Piece
45 | OPI-SIS-044-001 | 2022-03-01 | SACR-PL-SIS-044-001 | ADISH-P-PO-GE-044 | SISICO | DDP Site | 1 |  | Main Item | - | FH-505-005 | Fire Water Hydrant For LPG/LPT | 1 |  |  |  |  | 1 | Piece
46 | OPI-SIS-044-001 | 2022-03-01 | SACR-PL-SIS-044-001 | ADISH-P-PO-GE-044 | SISICO | DDP Site | 1 |  | Main Item | - | FH-505-006 | Fire Water Hydrant For LPG/LPT | 1 |  |  |  |  | 1 | Piece
47 | OPI-SIS-044-001 | 2022-03-01 | SACR-PL-SIS-044-001 | ADISH-P-PO-GE-044 | SISICO | DDP Site | 1 |  | Main Item | - | FH-505-007 | Fire Water Hydrant For LPG/LPT | 1 |  |  |  |  | 1 | Piece
48 | OPI-SIS-044-001 | 2022-03-01 | SACR-PL-SIS-044-001 | ADISH-P-PO-GE-044 | SISICO | DDP Site | 1 |  | Main Item | - | FH-509-001 | Fire Water Hydrant For AMN/SWS | 1 |  |  |  |  | 1 | Piece
49 | OPI-SIS-044-001 | 2022-03-01 | SACR-PL-SIS-044-001 | ADISH-P-PO-GE-044 | SISICO | DDP Site | 1 |  | Main Item | - | FH-509-002 | Fire Water Hydrant For AMN/SWS | 1 |  |  |  |  | 1 | Piece
50 | OPI-SIS-044-001 | 2022-03-01 | SACR-PL-SIS-044-001 | ADISH-P-PO-GE-044 | SISICO | DDP Site | 1 |  | Main Item | - | FH-509-003 | Fire Water Hydrant For AMN/SWS | 1 |  |  |  |  | 1 | Piece
51 | OPI-SIS-044-001 | 2022-03-01 | SACR-PL-SIS-044-001 | ADISH-P-PO-GE-044 | SISICO | DDP Site | 1 |  | Main Item | - | FH-509-004 | Fire Water Hydrant For AMN/SWS | 1 |  |  |  |  | 1 | Piece
52 | OPI-SIS-044-001 | 2022-03-01 | SACR-PL-SIS-044-001 | ADISH-P-PO-GE-044 | SISICO | DDP Site | 1 |  | Main Item | - | FH-509-005 | Fire Water Hydrant For AMN/SWS | 1 |  |  |  |  | 1 | Piece
53 | OPI-SIS-044-001 | 2022-03-01 | SACR-PL-SIS-044-001 | ADISH-P-PO-GE-044 | SISICO | DDP Site | 1 |  | Main Item | - | FH-516-001 | Fire Water Hydrant For MDH | 1 |  |  |  |  | 1 | Piece
54 | OPI-SIS-044-001 | 2022-03-01 | SACR-PL-SIS-044-001 | ADISH-P-PO-GE-044 | SISICO | DDP Site | 1 |  | Main Item | - | FH-516-002 | Fire Water Hydrant For MDH | 1 |  |  |  |  | 1 | Piece
55 | OPI-SIS-044-001 | 2022-03-01 | SACR-PL-SIS-044-001 | ADISH-P-PO-GE-044 | SISICO | DDP Site | 1 |  | Main Item | - | FH-516-003 | Fire Water Hydrant For MDH | 1 |  |  |  |  | 1 | Piece
56 | OPI-SIS-044-001 | 2022-03-01 | SACR-PL-SIS-044-001 | ADISH-P-PO-GE-044 | SISICO | DDP Site | 1 |  | Main Item | - | FH-520-001 | Fire Water Hydrant For TNK | 1 |  |  |  |  | 1 | Piece
57 | OPI-SIS-044-001 | 2022-03-01 | SACR-PL-SIS-044-001 | ADISH-P-PO-GE-044 | SISICO | DDP Site | 1 |  | Main Item | - | FH-530-002 | Fire Water Hydrant For TNK | 1 |  |  |  |  | 1 | Piece
58 | OPI-SIS-044-001 | 2022-03-01 | SACR-PL-SIS-044-001 | ADISH-P-PO-GE-044 | SISICO | DDP Site | 1 |  | Main Item | - | FH-545-001 | Fire Water Hydrant For Utility/Offsite | 1 |  |  |  |  | 1 | Piece
59 | OPI-SIS-044-001 | 2022-03-01 | SACR-PL-SIS-044-001 | ADISH-P-PO-GE-044 | SISICO | DDP Site | 1 |  | Main Item | - | FH-545-002 | Fire Water Hydrant For Utility/Offsite | 1 |  |  |  |  | 1 | Piece
60 | OPI-SIS-044-001 | 2022-03-01 | SACR-PL-SIS-044-001 | ADISH-P-PO-GE-044 | SISICO | DDP Site | 1 |  | Main Item | - | FH-545-003 | Fire Water Hydrant For Utility/Offsite | 1 |  |  |  |  | 1 | Piece
61 | OPI-SIS-044-001 | 2022-03-01 | SACR-PL-SIS-044-001 | ADISH-P-PO-GE-044 | SISICO | DDP Site | 1 |  | Main Item | - | FH-545-004 | Fire Water Hydrant For Utility/Offsite | 1 |  |  |  |  | 1 | Piece
62 | OPI-SIS-044-001 | 2022-03-01 | SACR-PL-SIS-044-001 | ADISH-P-PO-GE-044 | SISICO | DDP Site | 1 |  | Main Item | - | FH-545-005 | Fire Water Hydrant For Utility/Offsite | 1 |  |  |  |  | 1 | Piece
63 | OPI-SIS-044-001 | 2022-03-01 | SACR-PL-SIS-044-001 | ADISH-P-PO-GE-044 | SISICO | DDP Site | 1 |  | Main Item | - | FH-545-006 | Fire Water Hydrant For Utility/Offsite | 1 |  |  |  |  | 1 | Piece
64 | OPI-SIS-044-001 | 2022-03-01 | SACR-PL-SIS-044-001 | ADISH-P-PO-GE-044 | SISICO | DDP Site | 1 |  | Main Item | - | FH-545-007 | Fire Water Hydrant For Utility/Offsite | 1 |  |  |  |  | 1 | Piece
65 | OPI-SIS-044-001 | 2022-03-01 | SACR-PL-SIS-044-001 | ADISH-P-PO-GE-044 | SISICO | DDP Site | 1 |  | Main Item | - | FH-545-008 | Fire Water Hydrant For Utility/Offsite | 1 |  |  |  |  | 1 | Piece
66 | OPI-SIS-044-001 | 2022-03-01 | SACR-PL-SIS-044-001 | ADISH-P-PO-GE-044 | SISICO | DDP Site | 1 |  | Main Item | - | FH-545-009 | Fire Water Hydrant For Utility/Offsite | 1 |  |  |  |  | 1 | Piece
67 | OPI-SIS-044-001 | 2022-03-01 | SACR-PL-SIS-044-001 | ADISH-P-PO-GE-044 | SISICO | DDP Site | 1 |  | Main Item | - | FH-545-011 | Fire Water Hydrant For Utility/Offsite | 1 |  |  |  |  | 1 | Piece
68 | OPI-SIS-044-001 | 2022-03-01 | SACR-PL-SIS-044-001 | ADISH-P-PO-GE-044 | SISICO | DDP Site | 1 |  | Main Item | - | FH-545-012 | Fire Water Hydrant For Utility/Offsite | 1 |  |  |  |  | 1 | Piece
69 | OPI-SIS-044-001 | 2022-03-01 | SACR-PL-SIS-044-001 | ADISH-P-PO-GE-044 | SISICO | DDP Site | 1 |  | Main Item | - | FH-545-013 | Fire Water Hydrant For Utility/Offsite | 1 |  |  |  |  | 1 | Piece
70 | OPI-SIS-044-001 | 2022-03-01 | SACR-PL-SIS-044-001 | ADISH-P-PO-GE-044 | SISICO | DDP Site | 1 |  | Main Item | - | FH-545-017 | Fire Water Hydrant For Utility/Offsite | 1 |  |  |  |  | 1 | Piece
196 | OPI-SIS-044-002 | 2022-03-01 | SACR-PL-SIS-044-002 | ADISH-P-PO-GE-044 | SISICO | DDP Site | 2 |  | Main Item | - | Foam-AFFF-3% | Foam 3% AFFF | 16600 |  |  |  |  | 16600 | Liter
197 | OPI-SIS-044-002 | 2022-03-01 | SACR-PL-SIS-044-002 | ADISH-P-PO-GE-044 | SISICO | DDP Site | 2 |  | Main Item | - | Foam-AFFF-3% | Foam 3% AFFF | 100 |  |  |  |  | 100 | Liter
198 | OPI-SIS-044-002 | 2022-03-01 | SACR-PL-SIS-044-002 | ADISH-P-PO-GE-044 | SISICO | DDP Site | 2 |  | Main Item | - | Foam-AFFF-3% | Foam 3% AFFF | 40 |  |  |  |  | 40 | Liter
199 | OPI-SIS-044-002 | 2022-03-01 | SACR-PL-SIS-044-002 | ADISH-P-PO-GE-044 | SISICO | DDP Site | 2 |  | Main Item | - | Foam-AFFF-3% | Foam 3% AFFF | 20 |  |  |  |  | 20 | Liter
200 | OPI-SIS-044-002 | 2022-03-01 | SACR-PL-SIS-044-002 | ADISH-P-PO-GE-044 | SISICO | DDP Site | 2 |  | Main Item | - | Foam-AFFF-3% | Foam 3% AFFF | 20 |  |  |  |  | 20 | Liter
450 | OPI-SIS-044-003 | 2022-10-12 | SACR-PL-SIS-044-003 | ADISH-P-PO-GE-044 | SISICO | DDP Site | 3 |  | Main Item | - | FHB-501-001 | Foam Hose Box For CDU | 1 |  |  |  |  | 1 | Piece | 100
451 | OPI-SIS-044-003 | 2022-10-12 | SACR-PL-SIS-044-003 | ADISH-P-PO-GE-044 | SISICO | DDP Site | 3 |  | Main Item | - | FHB-501-002 | Foam Hose Box For CDU | 1 |  |  |  |  | 1 | Piece | 100
452 | OPI-SIS-044-003 | 2022-10-12 | SACR-PL-SIS-044-003 | ADISH-P-PO-GE-044 | SISICO | DDP Site | 3 |  | Main Item | - | FHB-501-003 | Foam Hose Box For CDU | 1 |  |  |  |  | 1 | Piece | 100
453 | OPI-SIS-044-003 | 2022-10-12 | SACR-PL-SIS-044-003 | ADISH-P-PO-GE-044 | SISICO | DDP Site | 3 |  | Main Item | - | FHB-501-004 | Foam Hose Box For CDU | 1 |  |  |  |  | 1 | Piece | 100
454 | OPI-SIS-044-003 | 2022-10-12 | SACR-PL-SIS-044-003 | ADISH-P-PO-GE-044 | SISICO | DDP Site | 3 |  | Main Item | - | FHB-501-005 | Foam Hose Box For CDU | 1 |  |  |  |  | 1 | Piece | 100
455 | OPI-SIS-044-003 | 2022-10-12 | SACR-PL-SIS-044-003 | ADISH-P-PO-GE-044 | SISICO | DDP Site | 3 |  | Main Item | - | FHB-502-001 | Foam Hose Box For NHT | 1 |  |  |  |  | 1 | Piece | 100
456 | OPI-SIS-044-003 | 2022-10-12 | SACR-PL-SIS-044-003 | ADISH-P-PO-GE-044 | SISICO | DDP Site | 3 |  | Main Item | - | FHB-502-002 | Foam Hose Box For NHT | 1 |  |  |  |  | 1 | Piece | 100
457 | OPI-SIS-044-003 | 2022-10-12 | SACR-PL-SIS-044-003 | ADISH-P-PO-GE-044 | SISICO | DDP Site | 3 |  | Main Item | - | FHB-502-003 | Foam Hose Box For NHT | 1 |  |  |  |  | 1 | Piece | 100
458 | OPI-SIS-044-003 | 2022-10-12 | SACR-PL-SIS-044-003 | ADISH-P-PO-GE-044 | SISICO | DDP Site | 3 |  | Main Item | - | FHB-502-004 | Foam Hose Box For NHT | 1 |  |  |  |  | 1 | Piece | 100
459 | OPI-SIS-044-003 | 2022-10-12 | SACR-PL-SIS-044-003 | ADISH-P-PO-GE-044 | SISICO | DDP Site | 3 |  | Main Item | - | FHB-516-001 | Foam Hose Box For MDH | 1 |  |  |  |  | 1 | Piece | 100
460 | OPI-SIS-044-003 | 2022-10-12 | SACR-PL-SIS-044-003 | ADISH-P-PO-GE-044 | SISICO | DDP Site | 3 |  | Main Item | - | FHB-516-002 | Foam Hose Box For MDH | 1 |  |  |  |  | 1 | Piece | 100
461 | OPI-SIS-044-003 | 2022-10-12 | SACR-PL-SIS-044-003 | ADISH-P-PO-GE-044 | SISICO | DDP Site | 3 |  | Main Item | - | FHB-516-003 | Foam Hose Box For MDH | 1 |  |  |  |  | 1 | Piece | 100
462 | OPI-SIS-044-003 | 2022-10-12 | SACR-PL-SIS-044-003 | ADISH-P-PO-GE-044 | SISICO | DDP Site | 3 |  | Main Item | - | FHB-516-004 | Foam Hose Box For MDH | 1 |  |  |  |  | 1 | Piece | 100
463 | OPI-SIS-044-003 | 2022-10-12 | SACR-PL-SIS-044-003 | ADISH-P-PO-GE-044 | SISICO | DDP Site | 3 |  | Main Item | - | FHB-520-001 | Foam Hose Box For TNK | 1 |  |  |  |  | 1 | Piece | 100
464 | OPI-SIS-044-003 | 2022-10-12 | SACR-PL-SIS-044-003 | ADISH-P-PO-GE-044 | SISICO | DDP Site | 3 |  | Main Item | - | FHB-520-002 | Foam Hose Box For TNK | 1 |  |  |  |  | 1 | Piece | 100
465 | OPI-SIS-044-003 | 2022-10-12 | SACR-PL-SIS-044-003 | ADISH-P-PO-GE-044 | SISICO | DDP Site | 3 |  | Main Item | - | FHB-520-003 | Foam Hose Box For TNK | 1 |  |  |  |  | 1 | Piece | 100
466 | OPI-SIS-044-003 | 2022-10-12 | SACR-PL-SIS-044-003 | ADISH-P-PO-GE-044 | SISICO | DDP Site | 3 |  | Main Item | - | FHB-520-004 | Foam Hose Box For TNK | 1 |  |  |  |  | 1 | Piece | 100
467 | OPI-SIS-044-003 | 2022-10-12 | SACR-PL-SIS-044-003 | ADISH-P-PO-GE-044 | SISICO | DDP Site | 3 |  | Main Item | - | FHB-520-005 | Foam Hose Box For TNK | 1 |  |  |  |  | 1 | Piece | 100
468 | OPI-SIS-044-003 | 2022-10-12 | SACR-PL-SIS-044-003 | ADISH-P-PO-GE-044 | SISICO | DDP Site | 3 |  | Main Item | - | FHB-520-006 | Foam Hose Box For TNK | 1 |  |  |  |  | 1 | Piece | 100
469 | OPI-SIS-044-003 | 2022-10-12 | SACR-PL-SIS-044-003 | ADISH-P-PO-GE-044 | SISICO | DDP Site | 3 |  | Main Item | - | FHB-520-007 | Foam Hose Box For TNK | 1 |  |  |  |  | 1 | Piece | 100
470 | OPI-SIS-044-003 | 2022-10-12 | SACR-PL-SIS-044-003 | ADISH-P-PO-GE-044 | SISICO | DDP Site | 3 |  | Main Item | - | FHB-520-008 | Foam Hose Box For TNK | 1 |  |  |  |  | 1 | Piece | 100
471 | OPI-SIS-044-003 | 2022-10-12 | SACR-PL-SIS-044-003 | ADISH-P-PO-GE-044 | SISICO | DDP Site | 3 |  | Main Item | - | FHB-520-009 | Foam Hose Box For TNK | 1 |  |  |  |  | 1 | Piece | 100
472 | OPI-SIS-044-003 | 2022-10-12 | SACR-PL-SIS-044-003 | ADISH-P-PO-GE-044 | SISICO | DDP Site | 3 |  | Main Item | - | FHB-545-001 | Foam Hose Box For Utility/Offsite | 1 |  |  |  |  | 1 | Piece | 100
473 | OPI-SIS-044-003 | 2022-10-12 | SACR-PL-SIS-044-003 | ADISH-P-PO-GE-044 | SISICO | DDP Site | 3 |  | Main Item | - | FHB-520-010 | Foam Hose Box For TNK | 1 |  |  |  |  | 1 | Piece | 100
474 | OPI-SIS-044-003 | 2022-10-12 | SACR-PL-SIS-044-003 | ADISH-P-PO-GE-044 | SISICO | DDP Site | 3 |  | Main Item | - | FHB-520-011 | Foam Hose Box For TNK | 1 |  |  |  |  | 1 | Piece | 100
475 | OPI-SIS-044-003 | 2022-10-12 | SACR-PL-SIS-044-003 | ADISH-P-PO-GE-044 | SISICO | DDP Site | 3 |  | Main Item | - | FHB-520-012 | Foam Hose Box For TNK | 1 |  |  |  |  | 1 | Piece | 100
476 | OPI-SIS-044-003 | 2022-10-12 | SACR-PL-SIS-044-003 | ADISH-P-PO-GE-044 | SISICO | DDP Site | 3 |  | Main Item | - | FHB-520-013 | Foam Hose Box For TNK | 1 |  |  |  |  | 1 | Piece | 100
477 | OPI-SIS-044-003 | 2022-10-12 | SACR-PL-SIS-044-003 | ADISH-P-PO-GE-044 | SISICO | DDP Site | 3 |  | Main Item | - | FHB-520-014 | Foam Hose Box For TNK | 1 |  |  |  |  | 1 | Piece | 100
478 | OPI-SIS-044-003 | 2022-10-12 | SACR-PL-SIS-044-003 | ADISH-P-PO-GE-044 | SISICO | DDP Site | 3 |  | Main Item | - | FHB-520-015 | Foam Hose Box For TNK | 1 |  |  |  |  | 1 | Piece | 100
479 | OPI-SIS-044-003 | 2022-10-12 | SACR-PL-SIS-044-003 | ADISH-P-PO-GE-044 | SISICO | DDP Site | 3 |  | Main Item | - | FHB-520-016 | Foam Hose Box For TNK | 1 |  |  |  |  | 1 | Piece | 100
480 | OPI-SIS-044-003 | 2022-10-12 | SACR-PL-SIS-044-003 | ADISH-P-PO-GE-044 | SISICO | DDP Site | 3 |  | Main Item | - | FHB-520-017 | Foam Hose Box For TNK | 1 |  |  |  |  | 1 | Piece | 100
481 | OPI-SIS-044-003 | 2022-10-12 | SACR-PL-SIS-044-003 | ADISH-P-PO-GE-044 | SISICO | DDP Site | 3 |  | Main Item | - | FHB-520-018 | Foam Hose Box For TNK | 1 |  |  |  |  | 1 | Piece | 100
482 | OPI-SIS-044-003 | 2022-10-12 | SACR-PL-SIS-044-003 | ADISH-P-PO-GE-044 | SISICO | DDP Site | 3 |  | Main Item | - | FHB-520-019 | Foam Hose Box For TNK | 1 |  |  |  |  | 1 | Piece | 100
483 | OPI-SIS-044-003 | 2022-10-12 | SACR-PL-SIS-044-003 | ADISH-P-PO-GE-044 | SISICO | DDP Site | 3 |  | Main Item | - | FHB-520-020 | Foam Hose Box For TNK | 1 |  |  |  |  | 1 | Piece | 100
484 | OPI-SIS-044-003 | 2022-10-12 | SACR-PL-SIS-044-003 | ADISH-P-PO-GE-044 | SISICO | DDP Site | 3 |  | Main Item | - | FHB-520-021 | Foam Hose Box For TNK | 1 |  |  |  |  | 1 | Piece | 100
485 | OPI-SIS-044-003 | 2022-10-12 | SACR-PL-SIS-044-003 | ADISH-P-PO-GE-044 | SISICO | DDP Site | 3 |  | Main Item | - | FHB-520-022 | Foam Hose Box For TNK | 1 |  |  |  |  | 1 | Piece | 100
486 | OPI-SIS-044-003 | 2022-10-12 | SACR-PL-SIS-044-003 | ADISH-P-PO-GE-044 | SISICO | DDP Site | 3 |  | Main Item | - | FHB-520-023 | Foam Hose Box For TNK | 1 |  |  |  |  | 1 | Piece | 100
487 | OPI-SIS-044-003 | 2022-10-12 | SACR-PL-SIS-044-003 | ADISH-P-PO-GE-044 | SISICO | DDP Site | 3 |  | Main Item | - | FHB-520-025 | Foam Hose Box For TNK | 1 |  |  |  |  | 1 | Piece | 100
488 | OPI-SIS-044-003 | 2022-10-12 | SACR-PL-SIS-044-003 | ADISH-P-PO-GE-044 | SISICO | DDP Site | 3 |  | Main Item | - | FHB-520-027 | Foam Hose Box For TNK | 1 |  |  |  |  | 1 | Piece | 100
489 | OPI-SIS-044-003 | 2022-10-12 | SACR-PL-SIS-044-003 | ADISH-P-PO-GE-044 | SISICO | DDP Site | 3 |  | Main Item | - | FHB-520-028 | Foam Hose Box For TNK | 1 |  |  |  |  | 1 | Piece | 100
490 | OPI-SIS-044-003 | 2022-10-12 | SACR-PL-SIS-044-003 | ADISH-P-PO-GE-044 | SISICO | DDP Site | 3 |  | Main Item | - | FHB-520-029 | Foam Hose Box For TNK | 1 |  |  |  |  | 1 | Piece | 100
491 | OPI-SIS-044-003 | 2022-10-12 | SACR-PL-SIS-044-003 | ADISH-P-PO-GE-044 | SISICO | DDP Site | 3 |  | Main Item | - | FHB-520-030 | Foam Hose Box For TNK | 1 |  |  |  |  | 1 | Piece | 100
492 | OPI-SIS-044-003 | 2022-10-12 | SACR-PL-SIS-044-003 | ADISH-P-PO-GE-044 | SISICO | DDP Site | 3 |  | Main Item | - | FHB-520-031 | Foam Hose Box For TNK | 1 |  |  |  |  | 1 | Piece | 100
493 | OPI-SIS-044-003 | 2022-10-12 | SACR-PL-SIS-044-003 | ADISH-P-PO-GE-044 | SISICO | DDP Site | 3 |  | Main Item | - | FHB-520-032 | Foam Hose Box For TNK | 1 |  |  |  |  | 1 | Piece | 100
494 | OPI-SIS-044-003 | 2022-10-12 | SACR-PL-SIS-044-003 | ADISH-P-PO-GE-044 | SISICO | DDP Site | 3 |  | Main Item | - | FHB-520-001 | Foam Hose Box For TNK | 1 |  |  |  |  | 1 | Piece | 100
495 | OPI-SIS-044-003 | 2022-10-12 | SACR-PL-SIS-044-003 | ADISH-P-PO-GE-044 | SISICO | DDP Site | 3 |  | Main Item | - | FHB-520-002 | Foam Hose Box For TNK | 1 |  |  |  |  | 1 | Piece
496 | OPI-SIS-044-004 | 2022-10-12 | SACR-PL-SIS-044-004 | ADISH-P-PO-GE-044 | SISICO | DDP Site | 4 |  | Main Item | - | HB-501-001 | Hose Box For CDU | 1 |  |  |  |  | 1 | Piece | 100
497 | OPI-SIS-044-004 | 2022-10-12 | SACR-PL-SIS-044-004 | ADISH-P-PO-GE-044 | SISICO | DDP Site | 4 |  | Main Item | - | HB-501-002 | Hose Box For CDU | 1 |  |  |  |  | 1 | Piece | 100
498 | OPI-SIS-044-004 | 2022-10-12 | SACR-PL-SIS-044-004 | ADISH-P-PO-GE-044 | SISICO | DDP Site | 4 |  | Main Item | - | HB-501-003 | Hose Box For CDU | 1 |  |  |  |  | 1 | Piece | 100
499 | OPI-SIS-044-004 | 2022-10-12 | SACR-PL-SIS-044-004 | ADISH-P-PO-GE-044 | SISICO | DDP Site | 4 |  | Main Item | - | HB-501-004 | Hose Box For CDU | 1 |  |  |  |  | 1 | Piece | 100
500 | OPI-SIS-044-004 | 2022-10-12 | SACR-PL-SIS-044-004 | ADISH-P-PO-GE-044 | SISICO | DDP Site | 4 |  | Main Item | - | HB-505-001 | Hose Box For LPG/LPT | 1 |  |  |  |  | 1 | Piece | 100 |  | فاقدNAME PLATE
501 | OPI-SIS-044-004 | 2022-10-12 | SACR-PL-SIS-044-004 | ADISH-P-PO-GE-044 | SISICO | DDP Site | 4 |  | Main Item | - | HB-505-001 | Hose Box For LPG/LPT | 1 |  |  |  |  | 1 | Piece | 100
502 | OPI-SIS-044-004 | 2022-10-12 | SACR-PL-SIS-044-004 | ADISH-P-PO-GE-044 | SISICO | DDP Site | 4 |  | Main Item | - | HB-505-002 | Hose Box For LPG/LPT | 1 |  |  |  |  | 1 | Piece | 100
503 | OPI-SIS-044-004 | 2022-10-12 | SACR-PL-SIS-044-004 | ADISH-P-PO-GE-044 | SISICO | DDP Site | 4 |  | Main Item | - | HB-505-003 | Hose Box For LPG/LPT | 1 |  |  |  |  | 1 | Piece | 100
504 | OPI-SIS-044-004 | 2022-10-12 | SACR-PL-SIS-044-004 | ADISH-P-PO-GE-044 | SISICO | DDP Site | 4 |  | Main Item | - | HB-505-004 | Hose Box For LPG/LPT | 1 |  |  |  |  | 1 | Piece | 100
505 | OPI-SIS-044-004 | 2022-10-12 | SACR-PL-SIS-044-004 | ADISH-P-PO-GE-044 | SISICO | DDP Site | 4 |  | Main Item | - | HB-505-005 | Hose Box For LPG/LPT | 1 |  |  |  |  | 1 | Piece | 100
506 | OPI-SIS-044-004 | 2022-10-12 | SACR-PL-SIS-044-004 | ADISH-P-PO-GE-044 | SISICO | DDP Site | 4 |  | Main Item | - | HB-505-006 | Hose Box For LPG/LPT | 1 |  |  |  |  | 1 | Piece | 100
507 | OPI-SIS-044-004 | 2022-10-12 | SACR-PL-SIS-044-004 | ADISH-P-PO-GE-044 | SISICO | DDP Site | 4 |  | Main Item | - | HB-505-007 | Hose Box For LPG/LPT | 1 |  |  |  |  | 1 | Piece | 100
508 | OPI-SIS-044-004 | 2022-10-12 | SACR-PL-SIS-044-004 | ADISH-P-PO-GE-044 | SISICO | DDP Site | 4 |  | Main Item | - | HB-502-001 | Hose Box For NHT | 1 |  |  |  |  | 1 | Piece | 100
509 | OPI-SIS-044-004 | 2022-10-12 | SACR-PL-SIS-044-004 | ADISH-P-PO-GE-044 | SISICO | DDP Site | 4 |  | Main Item | - | HB-502-002 | Hose Box For NHT | 1 |  |  |  |  | 1 | Piece | 100
510 | OPI-SIS-044-004 | 2022-10-12 | SACR-PL-SIS-044-004 | ADISH-P-PO-GE-044 | SISICO | DDP Site | 4 |  | Main Item | - | HB-502-003 | Hose Box For NHT | 1 |  |  |  |  | 1 | Piece | 100
511 | OPI-SIS-044-004 | 2022-10-12 | SACR-PL-SIS-044-004 | ADISH-P-PO-GE-044 | SISICO | DDP Site | 4 |  | Main Item | - | HB-502-004 | Hose Box For NHT | 1 |  |  |  |  | 1 | Piece | 100
512 | OPI-SIS-044-004 | 2022-10-12 | SACR-PL-SIS-044-004 | ADISH-P-PO-GE-044 | SISICO | DDP Site | 4 |  | Main Item | - | HB-502-005 | Hose Box For NHT | 1 |  |  |  |  | 1 | Piece | 100
513 | OPI-SIS-044-004 | 2022-10-12 | SACR-PL-SIS-044-004 | ADISH-P-PO-GE-044 | SISICO | DDP Site | 4 |  | Main Item | - | HB-502-006 | Hose Box For NHT | 1 |  |  |  |  | 1 | Piece | 100
514 | OPI-SIS-044-004 | 2022-10-12 | SACR-PL-SIS-044-004 | ADISH-P-PO-GE-044 | SISICO | DDP Site | 4 |  | Main Item | - | HB-516-001 | Hose Box For MDH | 1 |  |  |  |  | 1 | Piece | 100
515 | OPI-SIS-044-004 | 2022-10-12 | SACR-PL-SIS-044-004 | ADISH-P-PO-GE-044 | SISICO | DDP Site | 4 |  | Main Item | - | HB-516-002 | Hose Box For MDH | 1 |  |  |  |  | 1 | Piece | 100
516 | OPI-SIS-044-004 | 2022-10-12 | SACR-PL-SIS-044-004 | ADISH-P-PO-GE-044 | SISICO | DDP Site | 4 |  | Main Item | - | HB-516-003 | Hose Box For MDH | 1 |  |  |  |  | 1 | Piece | 100
517 | OPI-SIS-044-004 | 2022-10-12 | SACR-PL-SIS-044-004 | ADISH-P-PO-GE-044 | SISICO | DDP Site | 4 |  | Main Item | - | HB-509-001 | Hose Box For AMN/SWS | 1 |  |  |  |  | 1 | Piece | 100
518 | OPI-SIS-044-004 | 2022-10-12 | SACR-PL-SIS-044-004 | ADISH-P-PO-GE-044 | SISICO | DDP Site | 4 |  | Main Item | - | HB-509-002 | Hose Box For AMN/SWS | 1 |  |  |  |  | 1 | Piece | 100
519 | OPI-SIS-044-004 | 2022-10-12 | SACR-PL-SIS-044-004 | ADISH-P-PO-GE-044 | SISICO | DDP Site | 4 |  | Main Item | - | HB-509-003 | Hose Box For AMN/SWS | 1 |  |  |  |  | 1 | Piece | 100
520 | OPI-SIS-044-004 | 2022-10-12 | SACR-PL-SIS-044-004 | ADISH-P-PO-GE-044 | SISICO | DDP Site | 4 |  | Main Item | - | HB-509-004 | Hose Box For AMN/SWS | 1 |  |  |  |  | 1 | Piece | 100
521 | OPI-SIS-044-004 | 2022-10-12 | SACR-PL-SIS-044-004 | ADISH-P-PO-GE-044 | SISICO | DDP Site | 4 |  | Main Item | - | HB-509-005 | Hose Box For AMN/SWS | 1 |  |  |  |  | 1 | Piece | 100
522 | OPI-SIS-044-004 | 2022-10-12 | SACR-PL-SIS-044-004 | ADISH-P-PO-GE-044 | SISICO | DDP Site | 4 |  | Main Item | - | HB-509-006 | Hose Box For AMN/SWS | 1 |  |  |  |  | 1 | Piece | 100
523 | OPI-SIS-044-004 | 2022-10-12 | SACR-PL-SIS-044-004 | ADISH-P-PO-GE-044 | SISICO | DDP Site | 4 |  | Main Item | - | HB-520-001 | Hose Box For TNK | 1 |  |  |  |  | 1 | Piece | 100
524 | OPI-SIS-044-004 | 2022-10-12 | SACR-PL-SIS-044-004 | ADISH-P-PO-GE-044 | SISICO | DDP Site | 4 |  | Main Item | - | HB-530-001 | Hose Box For TNK | 1 |  |  |  |  | 1 | Piece | 100
525 | OPI-SIS-044-004 | 2022-10-12 | SACR-PL-SIS-044-004 | ADISH-P-PO-GE-044 | SISICO | DDP Site | 4 |  | Main Item | - | HB-530-002 | Hose Box For TNK | 1 |  |  |  |  | 1 | Piece | 100
526 | OPI-SIS-044-004 | 2022-10-12 | SACR-PL-SIS-044-004 | ADISH-P-PO-GE-044 | SISICO | DDP Site | 4 |  | Main Item | - | HB-530-003 | Hose Box For TNK | 1 |  |  |  |  | 1 | Piece | 100
527 | OPI-SIS-044-004 | 2022-10-12 | SACR-PL-SIS-044-004 | ADISH-P-PO-GE-044 | SISICO | DDP Site | 4 |  | Main Item | - | HB-530-004 | Hose Box For TNK | 1 |  |  |  |  | 1 | Piece | 100
528 | OPI-SIS-044-004 | 2022-10-12 | SACR-PL-SIS-044-004 | ADISH-P-PO-GE-044 | SISICO | DDP Site | 4 |  | Main Item | - | HB-530-005 | Hose Box For TNK | 1 |  |  |  |  | 1 | Piece | 100
529 | OPI-SIS-044-004 | 2022-10-12 | SACR-PL-SIS-044-004 | ADISH-P-PO-GE-044 | SISICO | DDP Site | 4 |  | Main Item | - | HB-545-001 | Hose Box For Utility/Offsite | 1 |  |  |  |  | 1 | Piece | 100
530 | OPI-SIS-044-004 | 2022-10-12 | SACR-PL-SIS-044-004 | ADISH-P-PO-GE-044 | SISICO | DDP Site | 4 |  | Main Item | - | HB-545-002 | Hose Box For Utility/Offsite | 1 |  |  |  |  | 1 | Piece | 100
531 | OPI-SIS-044-004 | 2022-10-12 | SACR-PL-SIS-044-004 | ADISH-P-PO-GE-044 | SISICO | DDP Site | 4 |  | Main Item | - | HB-545-003 | Hose Box For Utility/Offsite | 1 |  |  |  |  | 1 | Piece | 100
532 | OPI-SIS-044-004 | 2022-10-12 | SACR-PL-SIS-044-004 | ADISH-P-PO-GE-044 | SISICO | DDP Site | 4 |  | Main Item | - | HB-545-004 | Hose Box For Utility/Offsite | 1 |  |  |  |  | 1 | Piece | 100
533 | OPI-SIS-044-004 | 2022-10-12 | SACR-PL-SIS-044-004 | ADISH-P-PO-GE-044 | SISICO | DDP Site | 4 |  | Main Item | - | HB-545-005 | Hose Box For Utility/Offsite | 1 |  |  |  |  | 1 | Piece | 100
534 | OPI-SIS-044-004 | 2022-10-12 | SACR-PL-SIS-044-004 | ADISH-P-PO-GE-044 | SISICO | DDP Site | 4 |  | Main Item | - | HB-545-006 | Hose Box For Utility/Offsite | 1 |  |  |  |  | 1 | Piece | 100
535 | OPI-SIS-044-004 | 2022-10-12 | SACR-PL-SIS-044-004 | ADISH-P-PO-GE-044 | SISICO | DDP Site | 4 |  | Main Item | - | HB-545-007 | Hose Box For Utility/Offsite | 1 |  |  |  |  | 1 | Piece | 100
536 | OPI-SIS-044-004 | 2022-10-12 | SACR-PL-SIS-044-004 | ADISH-P-PO-GE-044 | SISICO | DDP Site | 4 |  | Main Item | - | HB-545-008 | Hose Box For Utility/Offsite | 1 |  |  |  |  | 1 | Piece | 100
537 | OPI-SIS-044-004 | 2022-10-12 | SACR-PL-SIS-044-004 | ADISH-P-PO-GE-044 | SISICO | DDP Site | 4 |  | Main Item | - | HB-545-009 | Hose Box For Utility/Offsite | 1 |  |  |  |  | 1 | Piece | 100
538 | OPI-SIS-044-004 | 2022-10-12 | SACR-PL-SIS-044-004 | ADISH-P-PO-GE-044 | SISICO | DDP Site | 4 |  | Main Item | - | HB-545-011 | Hose Box For Utility/Offsite | 1 |  |  |  |  | 1 | Piece | 100
539 | OPI-SIS-044-004 | 2022-10-12 | SACR-PL-SIS-044-004 | ADISH-P-PO-GE-044 | SISICO | DDP Site | 4 |  | Main Item | - | HB-545-012 | Hose Box For Utility/Offsite | 1 |  |  |  |  | 1 | Piece | 100
540 | OPI-SIS-044-004 | 2022-10-12 | SACR-PL-SIS-044-004 | ADISH-P-PO-GE-044 | SISICO | DDP Site | 4 |  | Main Item | - | HB-545-013 | Hose Box For Utility/Offsite | 1 |  |  |  |  | 1 | Piece | 100
541 | OPI-SIS-044-004 | 2022-10-12 | SACR-PL-SIS-044-004 | ADISH-P-PO-GE-044 | SISICO | DDP Site | 4 |  | Main Item | - | HB-545-017 | Hose Box For Utility/Offsite | 1 |  |  |  |  | 1 | Piece | 100
542 | OPI-SIS-044-004 | 2022-10-12 | SACR-PL-SIS-044-004 | ADISH-P-PO-GE-044 | SISICO | DDP Site | 4 |  | Main Item | - | HB-545-011 | Hose Box For Utility/Offsite | 1 |  |  |  |  | 1 | Piece | 100 |  | فاقدNAME PLATE
603 | OPI-SIS-044-005 | 2022-10-12 | SACR-PL-SIS-044-005 | ADISH-P-PO-GE-044 | SISICO | DDP Site | 5 |  | Sub Item | FH-509-001 | MONITOR | Foam Monitor 2000 lpm Model VAJRA - 331, 80 NB Cast Bronze Waterway, Bronze Swivel Joint, Lever Operated (Catalogue No. HD210) With Brass Drain valve for Inlet connection: 4" Flanged as per ANSI B16.5 #150 RF) | 8 |  |  |  |  | 8 | Set | 380 |  |  | inv#162
604 | OPI-SIS-044-005 | 2022-10-12 | SACR-PL-SIS-044-005 | ADISH-P-PO-GE-044 | SISICO | DDP Site | 5 |  | Sub Item | FH-509-001 | NOZZLE | Hydro foam Nozzle for Monitor Model VARSHA-HF40U, Bronze, jet & fog, 3 inch BSP, | 8 |  |  |  |  | 8 | Set | 12 |  |  | inv#162
605 | OPI-SIS-044-005 | 2022-10-12 | SACR-PL-SIS-044-005 | ADISH-P-PO-GE-044 | SISICO | DDP Site | 5 |  | Sub Item | FH-509-001 | MONITOR | Foam Monitor 2000 lpm Model VAJRA - 331, 80 NB Cast Bronze Waterway, Bronze Swivel Joint, Lever Operated (Catalogue No. HD210) With Brass Drain valve for Inlet connection: 4" Flanged as per ANSI B16.5 #150 RF) | 8 |  |  |  |  | 8 | Set | 380 |  |  | inv#162
606 | OPI-SIS-044-005 | 2022-10-12 | SACR-PL-SIS-044-005 | ADISH-P-PO-GE-044 | SISICO | DDP Site | 5 |  | Sub Item | FH-509-001 | NOZZLE | Hydro foam Nozzle for Monitor Model VARSHA-HF40U, Bronze, jet & fog, 3 inch BSP, | 8 |  |  |  |  | 8 | Set | 12 |  |  | inv#162
607 | OPI-SIS-044-005 | 2022-10-12 | SACR-PL-SIS-044-005 | ADISH-P-PO-GE-044 | SISICO | DDP Site | 5 |  | Sub Item | FH-509-001 | MONITOR | Foam Monitor 2000 lpm Model VAJRA - 331, 80 NB Cast Bronze Waterway, Bronze Swivel Joint, Lever Operated (Catalogue No. HD210) With Brass Drain valve for Inlet connection: 4" Flanged as per ANSI B16.5 #150 RF) | 8 |  |  |  |  | 8 | Set | 380 |  |  | inv#162
608 | OPI-SIS-044-005 | 2022-10-12 | SACR-PL-SIS-044-005 | ADISH-P-PO-GE-044 | SISICO | DDP Site | 5 |  | Sub Item | FH-509-001 | NOZZLE | Hydro foam Nozzle for Monitor Model VARSHA-HF40U, Bronze, jet & fog, 3 inch BSP, | 8 |  |  |  |  | 8 | Set | 12 |  |  | inv#162
609 | OPI-SIS-044-005 | 2022-10-12 | SACR-PL-SIS-044-005 | ADISH-P-PO-GE-044 | SISICO | DDP Site | 5 |  | Sub Item | FH-509-001 | MONITOR | Foam Monitor 2000 lpm Model VAJRA - 331, 80 NB Cast Bronze Waterway, Bronze Swivel Joint, Lever Operated (Catalogue No. HD210) With Brass Drain valve for Inlet connection: 4" Flanged as per ANSI B16.5 #150 RF) | 8 |  |  |  |  | 8 | Set | 380 |  |  | inv#162
610 | OPI-SIS-044-005 | 2022-10-12 | SACR-PL-SIS-044-005 | ADISH-P-PO-GE-044 | SISICO | DDP Site | 5 |  | Sub Item | FH-509-001 | NOZZLE | Hydro foam Nozzle for Monitor Model VARSHA-HF40U, Bronze, jet & fog, 3 inch BSP, | 8 |  |  |  |  | 8 | Set | 12 |  |  | inv#162
611 | OPI-SIS-044-005 | 2022-10-12 | SACR-PL-SIS-044-005 | ADISH-P-PO-GE-044 | SISICO | DDP Site | 5 |  | Sub Item | FH-509-001 | MONITOR | Water Monitor 2000 lpm Model VAJRA - 331, 80 NB Cast Bronze Waterway, Bronze Swivel Joint, Lever Operated (Catalogue No. HD210) With Brass Drain valve for Inlet connection: 4" Flanged as per ANSI B16.5 #150 RF) | 8 |  |  |  |  | 8 | Set | 300 |  |  | inv#162
612 | OPI-SIS-044-005 | 2022-10-12 | SACR-PL-SIS-044-005 | ADISH-P-PO-GE-044 | SISICO | DDP Site | 5 |  | Sub Item | FH-509-001 | NOZZLE | Water Nozzle for Monitor Model VARSHA-40U, Bronze with SS internals , jet & fog 3inch BSP | 8 |  |  |  |  | 8 | Set | 44 |  |  | inv#162
613 | OPI-SIS-044-005 | 2022-10-12 | SACR-PL-SIS-044-005 | ADISH-P-PO-GE-044 | SISICO | DDP Site | 5 |  | Sub Item | FH-509-001 | MONITOR | Water Monitor 2000 lpm Model VAJRA - 331, 80 NB Cast Bronze Waterway, Bronze Swivel Joint, Lever Operated (Catalogue No. HD210) With Brass Drain valve for Inlet connection: 4" Flanged as per ANSI B16.5 #150 RF) | 3 |  |  |  |  | 3 | Set | 120 |  |  | inv#162
614 | OPI-SIS-044-005 | 2022-10-12 | SACR-PL-SIS-044-005 | ADISH-P-PO-GE-044 | SISICO | DDP Site | 5 |  | Sub Item | FH-509-001 | VARSHA | Water Nozzle for Monitor Model VARSHA-40U, Bronze with SS internals , jet & fog 3inch BSP | 3 |  |  |  |  | 3 | Set | 9 |  |  | inv#162
615 | OPI-SIS-044-005 | 2022-10-12 | SACR-PL-SIS-044-005 | ADISH-P-PO-GE-044 | SISICO | DDP Site | 5 |  | Sub Item | FH-509-001 | VARSHA | Foam Monitor 4000 lpm Model VARUN 443, 100NB size Monitor with Stainless Steel 304 waterway, hand wheel gear operated for vertical and horizontal movement with Hydro-foam Nozzle Model H4 -1000 GPM (3785 LPM @ 7 Bar) Inlet connection: 4" Flanged ASME B16. | 2 |  |  |  |  | 2 | Set | 144 |  |  | inv#162
616 | OPI-SIS-044-005 | 2022-10-12 | SACR-PL-SIS-044-005 | ADISH-P-PO-GE-044 | SISICO | DDP Site | 5 |  | Sub Item | FH-509-001 | VARSHA | Foam Monitor 4000 lpm Model VARUN 443, 100NB size Monitor with Stainless Steel 304 waterway, hand wheel gear operated for vertical and horizontal movement with Hydro-foam Nozzle Model H4 -1000 GPM (3785 LPM @ 7 Bar) Inlet connection: 4" Flanged ASME B16. | 2 |  |  |  |  | 2 | Set | 144 |  |  | inv#162
617 | OPI-SIS-044-005 | 2022-10-12 | SACR-PL-SIS-044-005 | ADISH-P-PO-GE-044 | SISICO | DDP Site | 5 |  | Sub Item | FH-509-001 | VARSHA | Foam Monitor 4000 lpm Model VARUN 443, 100NB size Monitor with Stainless Steel 304 waterway, hand wheel gear operated for vertical and horizontal movement with Hydro-foam Nozzle Model H4 -1000 GPM (3785 LPM @ 7 Bar) Inlet connection: 4" Flanged ASME B16. | 2 |  |  |  |  | 2 | Set | 144 |  |  | inv#162
618 | OPI-SIS-044-005 | 2022-10-12 | SACR-PL-SIS-044-005 | ADISH-P-PO-GE-044 | SISICO | DDP Site | 5 |  | Sub Item | FH-509-001 | VARSHA | Foam Monitor 4000 lpm Model VARUN 443, 100NB size Monitor with Stainless Steel 304 waterway, hand wheel gear operated for vertical and horizontal movement with Hydro-foam Nozzle Model H4 -1000 GPM (3785 LPM @ 7 Bar) Inlet connection: 4" Flanged ASME B16. | 2 |  |  |  |  | 2 | Set | 144 |  |  | inv#162
619 | OPI-SIS-044-005 | 2022-10-12 | SACR-PL-SIS-044-005 | ADISH-P-PO-GE-044 | SISICO | DDP Site | 5 |  | Sub Item | FH-509-001 | VARSHA | Foam Monitor 4000 lpm Model VARUN 443, 100NB size Monitor with Stainless Steel 304 waterway, hand wheel gear operated for vertical and horizontal movement with Hydro-foam Nozzle Model H4 -1000 GPM (3785 LPM @ 7 Bar) Inlet connection: 4" Flanged ASME B16. | 2 |  |  |  |  | 2 | Set | 144 |  |  | inv#162
620 | OPI-SIS-044-005 | 2022-10-12 | SACR-PL-SIS-044-005 | ADISH-P-PO-GE-044 | SISICO | DDP Site | 5 |  | Sub Item | FH-509-001 | VARSHA | Foam Monitor 4000 lpm Model VARUN 443, 100NB size Monitor with Stainless Steel 304 waterway, hand wheel gear operated for vertical and horizontal movement with Hydro-foam Nozzle Model H4 -1000 GPM (3785 LPM @ 7 Bar) Inlet connection: 4" Flanged ASME B16. | 2 |  |  |  |  | 2 | Set | 144 |  |  | inv#162
621 | OPI-SIS-044-005 | 2022-10-12 | SACR-PL-SIS-044-005 | ADISH-P-PO-GE-044 | SISICO | DDP Site | 5 |  | Sub Item | FH-509-001 | VARSHA | Foam Monitor 4000 lpm Model VARUN 443, 100NB size Monitor with Stainless Steel 304 waterway, hand wheel gear operated for vertical and horizontal movement with Hydro-foam Nozzle Model H4 -1000 GPM (3785 LPM @ 7 Bar) Inlet connection: 4" Flanged ASME B16. | 2 |  |  |  |  | 2 | Set | 144 |  |  | inv#162
622 | OPI-SIS-044-005 | 2022-10-12 | SACR-PL-SIS-044-005 | ADISH-P-PO-GE-044 | SISICO | DDP Site | 5 |  | Sub Item | FH-509-001 | VARSHA | Foam Monitor 4000 lpm Model VARUN 443, 100NB size Monitor with Stainless Steel 304 waterway, hand wheel gear operated for vertical and horizontal movement with Hydro-foam Nozzle Model H4 -1000 GPM (3785 LPM @ 7 Bar) Inlet connection: 4" Flanged ASME B16. | 2 |  |  |  |  | 2 | Set | 144 |  |  | inv#162
623 | OPI-SIS-044-005 | 2022-10-12 | SACR-PL-SIS-044-005 | ADISH-P-PO-GE-044 | SISICO | DDP Site | 5 |  | Sub Item | FH-509-001 | VARSHA | Foam Monitor 4000 lpm Model VARUN 443, 100NB size Monitor with Stainless Steel 304 waterway, hand wheel gear operated for vertical and horizontal movement with Hydro-foam Nozzle Model H4 -1000 GPM (3785 LPM @ 7 Bar) Inlet connection: 4" Flanged ASME B16. | 2 |  |  |  |  | 2 | Set | 144 |  |  | inv#162
624 | OPI-SIS-044-005 | 2022-10-12 | SACR-PL-SIS-044-005 | ADISH-P-PO-GE-044 | SISICO | DDP Site | 5 |  | Sub Item | FH-509-001 | VARSHA | Foam Monitor 4000 lpm Model VARUN 443, 100NB size Monitor with Stainless Steel 304 waterway, hand wheel gear operated for vertical and horizontal movement with Hydro-foam Nozzle Model H4 -1000 GPM (3785 LPM @ 7 Bar) Inlet connection: 4" Flanged ASME B16. | 2 |  |  |  |  | 2 | Set | 144 |  |  | inv#162
625 | OPI-SIS-044-005 | 2022-10-12 | SACR-PL-SIS-044-005 | ADISH-P-PO-GE-044 | SISICO | DDP Site | 5 |  | Sub Item | FH-509-001 | VARSHA | Foam Monitor 4000 lpm Model VARUN 443, 100NB size Monitor with Stainless Steel 304 waterway, hand wheel gear operated for vertical and horizontal movement with Hydro-foam Nozzle Model H4 -1000 GPM (3785 LPM @ 7 Bar) Inlet connection: 4" Flanged ASME B16. | 2 |  |  |  |  | 2 | Set | 144 |  |  | inv#162
626 | OPI-SIS-044-005 | 2022-10-12 | SACR-PL-SIS-044-005 | ADISH-P-PO-GE-044 | SISICO | DDP Site | 5 |  | Sub Item | FH-509-001 | VARSHA | Foam Monitor 4000 lpm Model VARUN 443, 100NB size Monitor with Stainless Steel 304 waterway, hand wheel gear operated for vertical and horizontal movement with Hydro-foam Nozzle Model H4 -1000 GPM (3785 LPM @ 7 Bar) Inlet connection: 4" Flanged ASME B16. | 2 |  |  |  |  | 2 | Set | 144 |  |  | inv#162
627 | OPI-SIS-044-005 | 2022-10-12 | SACR-PL-SIS-044-005 | ADISH-P-PO-GE-044 | SISICO | DDP Site | 5 |  | Sub Item | FH-509-001 | VARSHA | Foam Monitor 4000 lpm Model VARUN 443, 100NB size Monitor with Stainless Steel 304 waterway, hand wheel gear operated for vertical and horizontal movement with Hydro-foam Nozzle Model H4 -1000 GPM (3785 LPM @ 7 Bar) Inlet connection: 4" Flanged ASME B16. | 2 |  |  |  |  | 2 | Set | 144 |  |  | inv#162
628 | OPI-SIS-044-005 | 2022-10-12 | SACR-PL-SIS-044-005 | ADISH-P-PO-GE-044 | SISICO | DDP Site | 5 |  | Sub Item | FH-509-001 | VARSHA | Foam Monitor 4000 lpm Model VARUN 443, 100NB size Monitor with Stainless Steel 304 waterway, hand wheel gear operated for vertical and horizontal movement with Hydro-foam Nozzle Model H4 -1000 GPM (3785 LPM @ 7 Bar) Inlet connection: 4" Flanged ASME B16. | 2 |  |  |  |  | 2 | Set | 144 |  |  | inv#162
629 | OPI-SIS-044-005 | 2022-10-12 | SACR-PL-SIS-044-005 | ADISH-P-PO-GE-044 | SISICO | DDP Site | 5 |  | Sub Item | FH-509-001 | VARSHA | Foam Monitor 4000 lpm Model VARUN 443, 100NB size Monitor with Stainless Steel 304 waterway, hand wheel gear operated for vertical and horizontal movement with Hydro-foam Nozzle Model H4 -1000 GPM (3785 LPM @ 7 Bar) Inlet connection: 4" Flanged ASME B16. | 2 |  |  |  |  | 2 | Set | 144 |  |  | inv#162
630 | OPI-SIS-044-005 | 2022-10-12 | SACR-PL-SIS-044-005 | ADISH-P-PO-GE-044 | SISICO | DDP Site | 5 |  | Sub Item | FH-509-001 | VARSHA | Foam Monitor 4000 lpm Model VARUN 443, 100NB size Monitor with Stainless Steel 304 waterway, hand wheel gear operated for vertical and horizontal movement with Hydro-foam Nozzle Model H4 -1000 GPM (3785 LPM @ 7 Bar) Inlet connection: 4" Flanged ASME B16. | 2 |  |  |  |  | 2 | Set | 144 |  |  | inv#162
631 | OPI-SIS-044-005 | 2022-10-12 | SACR-PL-SIS-044-005 | ADISH-P-PO-GE-044 | SISICO | DDP Site | 5 |  | Sub Item | FH-509-001 | VARSHA | Foam Monitor 4000 lpm Model VARUN 443, 100NB size Monitor with Stainless Steel 304 waterway, hand wheel gear operated for vertical and horizontal movement with Hydro-foam Nozzle Model H4 -1000 GPM (3785 LPM @ 7 Bar) Inlet connection: 4" Flanged ASME B16. | 2 |  |  |  |  | 2 | Set | 144 |  |  | inv#162
632 | OPI-SIS-044-005 | 2022-10-12 | SACR-PL-SIS-044-005 | ADISH-P-PO-GE-044 | SISICO | DDP Site | 5 |  | Sub Item | FH-509-001 | VARSHA | Foam Monitor 4000 lpm Model VARUN 443, 100NB size Monitor with Stainless Steel 304 waterway, hand wheel gear operated for vertical and horizontal movement with Hydro-foam Nozzle Model H4 -1000 GPM (3785 LPM @ 7 Bar) Inlet connection: 4" Flanged ASME B16. | 2 |  |  |  |  | 2 | Set | 144 |  |  | inv#162
633 | OPI-SIS-044-005 | 2022-10-12 | SACR-PL-SIS-044-005 | ADISH-P-PO-GE-044 | SISICO | DDP Site | 5 |  | Sub Item | FH-509-001 | VARSHA | Foam Monitor 4000 lpm Model VARUN 443, 100NB size Monitor with Stainless Steel 304 waterway, hand wheel gear operated for vertical and horizontal movement with Hydro-foam Nozzle Model H4 -1000 GPM (3785 LPM @ 7 Bar) Inlet connection: 4" Flanged ASME B16. | 2 |  |  |  |  | 2 | Set | 144 |  |  | inv#162
634 | OPI-SIS-044-005 | 2022-10-12 | SACR-PL-SIS-044-005 | ADISH-P-PO-GE-044 | SISICO | DDP Site | 5 |  | Sub Item | FH-509-001 | VARSHA | Water Monitor 4000 lpm VARUN 443, 100NB size Monitor with Stainless Steel 304 waterway, hand wheel gear operated for vertical and horizontal movement. UL LISTED with Water Nozzle H4 Flow 1000 GPM Inlet connection: 4" Flanged ASME B16.5 #150 RF | 2 |  |  |  |  | 2 | Set | 72 |  |  | inv#162
635 | OPI-SIS-044-005 | 2022-10-12 | SACR-PL-SIS-044-005 | ADISH-P-PO-GE-044 | SISICO | DDP Site | 5 |  | Sub Item | FH-509-001 | VARSH | Water Monitor 4000 lpm VARUN 443, 100NB size Monitor with Stainless Steel 304 waterway, hand wheel gear operated for vertical and horizontal movement. UL LISTED with Water Nozzle H4 Flow 1000 GPM Inlet connection: 4" Flanged ASME B16.5 #150 RF | 2 |  |  |  |  | 2 | Set | 140 |  |  | inv#162
636 | OPI-SIS-044-005 | 2022-10-12 | SACR-PL-SIS-044-005 | ADISH-P-PO-GE-044 | SISICO | DDP Site | 5 |  | Sub Item | FH-509-001 | HAND WHEEL | Wheel for Monitor Model VARUN 443 (Commissioning Spare Part) | 1 |  |  |  |  | 1 | Set | 10 |  |  | inv#162
637 | OPI-SIS-044-006 | 2022-10-12 | SACR-PL-SIS-044-007 | ADISH-P-PO-GE-044 | SISICO | DDP Site | 7 |  | Main Item | - | FHM-501-001 | Hydrant with Foam Monitor For CDU | 1 |  |  |  |  | 1 | Piece | 45
638 | OPI-SIS-044-006 | 2022-10-12 | SACR-PL-SIS-044-007 | ADISH-P-PO-GE-044 | SISICO | DDP Site | 7 |  | Main Item | - | FHM-501-002 | Hydrant with Foam Monitor For CDU | 1 |  |  |  |  | 1 | Piece | 45
639 | OPI-SIS-044-006 | 2022-10-12 | SACR-PL-SIS-044-007 | ADISH-P-PO-GE-044 | SISICO | DDP Site | 7 |  | Main Item | - | FHM-501-003 | Hydrant with Foam Monitor For CDU | 1 |  |  |  |  | 1 | Piece | 45
640 | OPI-SIS-044-006 | 2022-10-12 | SACR-PL-SIS-044-007 | ADISH-P-PO-GE-044 | SISICO | DDP Site | 7 |  | Main Item | - | FHM-501-004 | Hydrant with Foam Monitor For CDU | 1 |  |  |  |  | 1 | Piece | 45
641 | OPI-SIS-044-006 | 2022-10-12 | SACR-PL-SIS-044-007 | ADISH-P-PO-GE-044 | SISICO | DDP Site | 7 |  | Main Item | - | FHM-501-005 | Hydrant with Foam Monitor For CDU | 1 |  |  |  |  | 1 | Piece | 45
642 | OPI-SIS-044-006 | 2022-10-12 | SACR-PL-SIS-044-007 | ADISH-P-PO-GE-044 | SISICO | DDP Site | 7 |  | Main Item | - | FHM-502-001 | Hydrant with Foam Monitor For NHT | 1 |  |  |  |  | 1 | Piece | 45
643 | OPI-SIS-044-006 | 2022-10-12 | SACR-PL-SIS-044-007 | ADISH-P-PO-GE-044 | SISICO | DDP Site | 7 |  | Main Item | - | FHM-502-002 | Hydrant with Foam Monitor For NHT | 1 |  |  |  |  | 1 | Piece | 45
644 | OPI-SIS-044-006 | 2022-10-12 | SACR-PL-SIS-044-007 | ADISH-P-PO-GE-044 | SISICO | DDP Site | 7 |  | Main Item | - | FHM-502-003 | Hydrant with Foam Monitor For NHT | 1 |  |  |  |  | 1 | Piece | 45
645 | OPI-SIS-044-006 | 2022-10-12 | SACR-PL-SIS-044-007 | ADISH-P-PO-GE-044 | SISICO | DDP Site | 7 |  | Main Item | - | FHM-502-004 | Hydrant with Foam Monitor For NHT | 1 |  |  |  |  | 1 | Piece | 45
646 | OPI-SIS-044-006 | 2022-10-12 | SACR-PL-SIS-044-007 | ADISH-P-PO-GE-044 | SISICO | DDP Site | 7 |  | Main Item | - | FHM-516-001 | Hydrant with Foam Monitor For MDH | 1 |  |  |  |  | 1 | Piece | 45
647 | OPI-SIS-044-006 | 2022-10-12 | SACR-PL-SIS-044-007 | ADISH-P-PO-GE-044 | SISICO | DDP Site | 7 |  | Main Item | - | FHM-516-002 | Hydrant with Foam Monitor For MDH | 1 |  |  |  |  | 1 | Piece | 45
648 | OPI-SIS-044-006 | 2022-10-12 | SACR-PL-SIS-044-007 | ADISH-P-PO-GE-044 | SISICO | DDP Site | 7 |  | Main Item | - | FHM-516-003 | Hydrant with Foam Monitor For MDH | 1 |  |  |  |  | 1 | Piece | 45
649 | OPI-SIS-044-006 | 2022-10-12 | SACR-PL-SIS-044-007 | ADISH-P-PO-GE-044 | SISICO | DDP Site | 7 |  | Main Item | - | FHM-516-004 | Hydrant with Foam Monitor For MDH | 1 |  |  |  |  | 1 | Piece | 45
650 | OPI-SIS-044-006 | 2022-10-12 | SACR-PL-SIS-044-007 | ADISH-P-PO-GE-044 | SISICO | DDP Site | 7 |  | Main Item | - | FHM-545-001 | Hydrant with Foam Monitor For Utility/Offsite | 1 |  |  |  |  | 1 | Piece | 45
651 | OPI-SIS-044-006 | 2022-10-12 | SACR-PL-SIS-044-007 | ADISH-P-PO-GE-044 | SISICO | DDP Site | 7 |  | Main Item | - | FHM-520-001 | Hydrant with Foam Monitor For TNK | 1 |  |  |  |  | 1 | Piece | 45
652 | OPI-SIS-044-006 | 2022-10-12 | SACR-PL-SIS-044-007 | ADISH-P-PO-GE-044 | SISICO | DDP Site | 7 |  | Main Item | - | FHM-520-002 | Hydrant with Foam Monitor For TNK | 1 |  |  |  |  | 1 | Piece | 45
653 | OPI-SIS-044-006 | 2022-10-12 | SACR-PL-SIS-044-007 | ADISH-P-PO-GE-044 | SISICO | DDP Site | 7 |  | Main Item | - | FHM-520-003 | Hydrant with Foam Monitor For TNK | 1 |  |  |  |  | 1 | Piece | 45
654 | OPI-SIS-044-006 | 2022-10-12 | SACR-PL-SIS-044-007 | ADISH-P-PO-GE-044 | SISICO | DDP Site | 7 |  | Main Item | - | FHM-520-004 | Hydrant with Foam Monitor For TNK | 1 |  |  |  |  | 1 | Piece | 45
655 | OPI-SIS-044-006 | 2022-10-12 | SACR-PL-SIS-044-007 | ADISH-P-PO-GE-044 | SISICO | DDP Site | 7 |  | Main Item | - | FHM-520-005 | Hydrant with Foam Monitor For TNK | 1 |  |  |  |  | 1 | Piece | 45
656 | OPI-SIS-044-006 | 2022-10-12 | SACR-PL-SIS-044-007 | ADISH-P-PO-GE-044 | SISICO | DDP Site | 7 |  | Main Item | - | FHM-520-006 | Hydrant with Foam Monitor For TNK | 1 |  |  |  |  | 1 | Piece | 45
657 | OPI-SIS-044-006 | 2022-10-12 | SACR-PL-SIS-044-007 | ADISH-P-PO-GE-044 | SISICO | DDP Site | 7 |  | Main Item | - | FHM-520-007 | Hydrant with Foam Monitor For TNK | 1 |  |  |  |  | 1 | Piece | 45
658 | OPI-SIS-044-006 | 2022-10-12 | SACR-PL-SIS-044-007 | ADISH-P-PO-GE-044 | SISICO | DDP Site | 7 |  | Main Item | - | FHM-520-008 | Hydrant with Foam Monitor For TNK | 1 |  |  |  |  | 1 | Piece | 45
659 | OPI-SIS-044-006 | 2022-10-12 | SACR-PL-SIS-044-007 | ADISH-P-PO-GE-044 | SISICO | DDP Site | 7 |  | Main Item | - | FHM-520-009 | Hydrant with Foam Monitor For TNK | 1 |  |  |  |  | 1 | Piece | 45 |  | رنگ پریدگی
660 | OPI-SIS-044-006 | 2022-10-12 | SACR-PL-SIS-044-007 | ADISH-P-PO-GE-044 | SISICO | DDP Site | 7 |  | Main Item | - | FHM-520-010 | Hydrant with Foam Monitor For TNK | 1 |  |  |  |  | 1 | Piece | 45
661 | OPI-SIS-044-006 | 2022-10-12 | SACR-PL-SIS-044-007 | ADISH-P-PO-GE-044 | SISICO | DDP Site | 7 |  | Main Item | - | FHM-520-011 | Hydrant with Foam Monitor For TNK | 1 |  |  |  |  | 1 | Piece | 45
662 | OPI-SIS-044-006 | 2022-10-12 | SACR-PL-SIS-044-007 | ADISH-P-PO-GE-044 | SISICO | DDP Site | 7 |  | Main Item | - | FHM-520-012 | Hydrant with Foam Monitor For TNK | 1 |  |  |  |  | 1 | Piece | 45
663 | OPI-SIS-044-006 | 2022-10-12 | SACR-PL-SIS-044-007 | ADISH-P-PO-GE-044 | SISICO | DDP Site | 7 |  | Main Item | - | FHM-520-013 | Hydrant with Foam Monitor For TNK | 1 |  |  |  |  | 1 | Piece | 45
664 | OPI-SIS-044-006 | 2022-10-12 | SACR-PL-SIS-044-007 | ADISH-P-PO-GE-044 | SISICO | DDP Site | 7 |  | Main Item | - | FHM-520-014 | Hydrant with Foam Monitor For TNK | 1 |  |  |  |  | 1 | Piece | 45
665 | OPI-SIS-044-006 | 2022-10-12 | SACR-PL-SIS-044-007 | ADISH-P-PO-GE-044 | SISICO | DDP Site | 7 |  | Main Item | - | FHM-520-015 | Hydrant with Foam Monitor For TNK | 1 |  |  |  |  | 1 | Piece | 45
666 | OPI-SIS-044-006 | 2022-10-12 | SACR-PL-SIS-044-007 | ADISH-P-PO-GE-044 | SISICO | DDP Site | 7 |  | Main Item | - | FHM-520-016 | Hydrant with Foam Monitor For TNK | 1 |  |  |  |  | 1 | Piece | 45
667 | OPI-SIS-044-006 | 2022-10-12 | SACR-PL-SIS-044-007 | ADISH-P-PO-GE-044 | SISICO | DDP Site | 7 |  | Main Item | - | FHM-520-017 | Hydrant with Foam Monitor For TNK | 1 |  |  |  |  | 1 | Piece | 45
668 | OPI-SIS-044-006 | 2022-10-12 | SACR-PL-SIS-044-007 | ADISH-P-PO-GE-044 | SISICO | DDP Site | 7 |  | Main Item | - | FHM-520-018 | Hydrant with Foam Monitor For TNK | 1 |  |  |  |  | 1 | Piece | 45
669 | OPI-SIS-044-006 | 2022-10-12 | SACR-PL-SIS-044-007 | ADISH-P-PO-GE-044 | SISICO | DDP Site | 7 |  | Main Item | - | FHM-520-019 | Hydrant with Foam Monitor For TNK | 1 |  |  |  |  | 1 | Piece | 45
670 | OPI-SIS-044-006 | 2022-10-12 | SACR-PL-SIS-044-007 | ADISH-P-PO-GE-044 | SISICO | DDP Site | 7 |  | Main Item | - | FHM-520-020 | Hydrant with Foam Monitor For TNK | 1 |  |  |  |  | 1 | Piece | 45
671 | OPI-SIS-044-006 | 2022-10-12 | SACR-PL-SIS-044-007 | ADISH-P-PO-GE-044 | SISICO | DDP Site | 7 |  | Main Item | - | FHM-520-021 | Hydrant with Foam Monitor For TNK | 1 |  |  |  |  | 1 | Piece | 45 |  | رنگ پریدگی
672 | OPI-SIS-044-006 | 2022-10-12 | SACR-PL-SIS-044-007 | ADISH-P-PO-GE-044 | SISICO | DDP Site | 7 |  | Main Item | - | FHM-520-022 | Hydrant with Foam Monitor For TNK | 1 |  |  |  |  | 1 | Piece | 45
673 | OPI-SIS-044-006 | 2022-10-12 | SACR-PL-SIS-044-007 | ADISH-P-PO-GE-044 | SISICO | DDP Site | 7 |  | Main Item | - | FHM-520-023 | Hydrant with Foam Monitor For TNK | 1 |  |  |  |  | 1 | Piece | 45
674 | OPI-SIS-044-006 | 2022-10-12 | SACR-PL-SIS-044-007 | ADISH-P-PO-GE-044 | SISICO | DDP Site | 7 |  | Main Item | - | FHM-520-025 | Hydrant with Foam Monitor For TNK | 1 |  |  |  |  | 1 | Piece | 45
675 | OPI-SIS-044-006 | 2022-10-12 | SACR-PL-SIS-044-007 | ADISH-P-PO-GE-044 | SISICO | DDP Site | 7 |  | Main Item | - | FHM-520-027 | Hydrant with Foam Monitor For TNK | 1 |  |  |  |  | 1 | Piece | 45
676 | OPI-SIS-044-006 | 2022-10-12 | SACR-PL-SIS-044-007 | ADISH-P-PO-GE-044 | SISICO | DDP Site | 7 |  | Main Item | - | FHM-520-028 | Hydrant with Foam Monitor For TNK | 1 |  |  |  |  | 1 | Piece | 45
677 | OPI-SIS-044-006 | 2022-10-12 | SACR-PL-SIS-044-007 | ADISH-P-PO-GE-044 | SISICO | DDP Site | 7 |  | Main Item | - | FHM-520-029 | Hydrant with Foam Monitor For TNK | 1 |  |  |  |  | 1 | Piece | 45
678 | OPI-SIS-044-006 | 2022-10-12 | SACR-PL-SIS-044-007 | ADISH-P-PO-GE-044 | SISICO | DDP Site | 7 |  | Main Item | - | FHM-520-030 | Hydrant with Foam Monitor For TNK | 1 |  |  |  |  | 1 | Piece | 45
679 | OPI-SIS-044-006 | 2022-10-12 | SACR-PL-SIS-044-007 | ADISH-P-PO-GE-044 | SISICO | DDP Site | 7 |  | Main Item | - | FHM-520-031 | Hydrant with Foam Monitor For TNK | 1 |  |  |  |  | 1 | Piece | 45
680 | OPI-SIS-044-006 | 2022-10-12 | SACR-PL-SIS-044-007 | ADISH-P-PO-GE-044 | SISICO | DDP Site | 7 |  | Main Item | - | FHM-520-032 | Hydrant with Foam Monitor For TNK | 1 |  |  |  |  | 1 | Piece | 45
681 | OPI-SIS-044-006 | 2022-10-12 | SACR-PL-SIS-044-007 | ADISH-P-PO-GE-044 | SISICO | DDP Site | 7 |  | Main Item | - | FHM-530-001 | Hydrant with Foam Monitor For TNK | 1 |  |  |  |  | 1 | Piece | 45
682 | OPI-SIS-044-006 | 2022-10-12 | SACR-PL-SIS-044-007 | ADISH-P-PO-GE-044 | SISICO | DDP Site | 7 |  | Main Item | - | FHM-530-006 | Hydrant with Foam Monitor For TNK | 1 |  |  |  |  | 1 | Piece | 45
683 | OPI-SIS-044-006 | 2022-10-12 | SACR-PL-SIS-044-007 | ADISH-P-PO-GE-044 | SISICO | DDP Site | 7 |  | Main Item | - | FHM-505-001 | Hydrant with Water Monitor For LPG/LPT | 1 |  |  |  |  | 1 | Piece | 45
684 | OPI-SIS-044-006 | 2022-10-12 | SACR-PL-SIS-044-007 | ADISH-P-PO-GE-044 | SISICO | DDP Site | 7 |  | Main Item | - | FHM-505-002 | Hydrant with Water Monitor For LPG/LPT | 1 |  |  |  |  | 1 | Piece | 45
685 | OPI-SIS-044-006 | 2022-10-12 | SACR-PL-SIS-044-007 | ADISH-P-PO-GE-044 | SISICO | DDP Site | 7 |  | Main Item | - | FHM-509-001 | Hydrant with Water Monitor For Utility/Offsite | 1 |  |  |  |  | 1 | Piece | 45
686 | OPI-SIS-044-006 | 2022-10-12 | SACR-PL-SIS-044-007 | ADISH-P-PO-GE-044 | SISICO | DDP Site | 7 |  | Main Item | - | FHM-530-002 | Hydrant with Water Monitor For TNK | 1 |  |  |  |  | 1 | Piece | 45
687 | OPI-SIS-044-006 | 2022-10-12 | SACR-PL-SIS-044-007 | ADISH-P-PO-GE-044 | SISICO | DDP Site | 7 |  | Main Item | - | FHM-530-003 | Hydrant with Water Monitor For TNK | 1 |  |  |  |  | 1 | Piece | 45
688 | OPI-SIS-044-006 | 2022-10-12 | SACR-PL-SIS-044-007 | ADISH-P-PO-GE-044 | SISICO | DDP Site | 7 |  | Main Item | - | FHM-530-004 | Hydrant with Water Monitor For TNK | 1 |  |  |  |  | 1 | Piece | 45
689 | OPI-SIS-044-006 | 2022-10-12 | SACR-PL-SIS-044-007 | ADISH-P-PO-GE-044 | SISICO | DDP Site | 7 |  | Main Item | - | FHM-530-005 | Hydrant with Water Monitor For TNK | 1 |  |  |  |  | 1 | Piece | 45

## Sheet2
# | Opi No. | Date | Packing List No. | Purchase Order | Consignee | Destination | Shipment No. | Material Description | Category | Main Material | Mark No. | Description | Pl Quantity | Shortage | Overage | Damage | Incorrect | Accepted | Unit | Weight/Unit | Action Code | Remark
1 | OPI-SIS-043(A)-002 | 2022-01-22 | SACR-PL-SIS-043(A)-001 | ADISH-P-PO-GE-043(A) | SISICO | DDP Site | 1 |  | Main Item | - | SA-IG-PI-TU-1.1/2" | TUBI , GALVANIZED CARBON STEEL PIPE SMLS SCH 40 , ASTM A 106 , 1.1/2" | 156 |  |  |  |  | 156 | Meter |  |  | یک شاخه از وسط لوله BENDمیباشد و یک شاخه از اول لوله به مقدار یک مترBENDمیباشد | 180
2 | OPI-SIS-043(A)-002 | 2022-01-22 | SACR-PL-SIS-043(A)-001 | ADISH-P-PO-GE-043(A) | SISICO | DDP Site | 1 |  | Main Item | - | SA-IG-PI-TU-1.1/4" | TUBI , GALVANIZED CARBON STEEL PIPE SMLS SCH 40 , ASTM A 106 , 1.1/4" | 114 |  |  |  |  | 114 | Meter |  |  |  | 180
3 | OPI-SIS-043(A)-002 | 2022-01-22 | SACR-PL-SIS-043(A)-001 | ADISH-P-PO-GE-043(A) | SISICO | DDP Site | 1 |  | Main Item | - | SA-IG-PI-TU-1" | TUBI , GALVANIZED CARBON STEEL PIPE SMLS SCH 40 , ASTM A 106 , 1" | 210 |  |  |  |  | 210 | Meter |  |  |  | 180
4 | OPI-SIS-043(A)-002 | 2022-01-22 | SACR-PL-SIS-043(A)-001 | ADISH-P-PO-GE-043(A) | SISICO | DDP Site | 1 |  | Main Item | - | SA-IG-PI-TU-1/2" | TUBI , GALVANIZED CARBON STEEL PIPE SMLS SCH 40 , ASTM A 106 , 1/2" | 6 |  |  |  |  | 6 | Meter |  |  |  | 180
5 | OPI-SIS-043(A)-002 | 2022-01-22 | SACR-PL-SIS-043(A)-001 | ADISH-P-PO-GE-043(A) | SISICO | DDP Site | 1 |  | Main Item | - | SA-IG-PI-TU-2.1/2" | TUBI , GALVANIZED CARBON STEEL PIPE SMLS SCH 40 , ASTM A 106 , 2.1/2" | 102 |  |  |  |  | 102 | Meter |  |  |  | 180
6 | OPI-SIS-043(A)-002 | 2022-01-22 | SACR-PL-SIS-043(A)-001 | ADISH-P-PO-GE-043(A) | SISICO | DDP Site | 1 |  | Main Item | - | SA-IG-PI-TU-2" | TUBI , GALVANIZED CARBON STEEL PIPE SMLS SCH 40 , ASTM A 106 , 2" | 258 |  |  |  |  | 258 | Meter |  |  |  | 180
7 | OPI-SIS-043(A)-002 | 2022-01-22 | SACR-PL-SIS-043(A)-001 | ADISH-P-PO-GE-043(A) | SISICO | DDP Site | 1 |  | Main Item | - | SA-IG-PI-TU-3" | TUBI , GALVANIZED CARBON STEEL PIPE SMLS SCH 40 , ASTM A 106 , 3" | 36 |  |  |  |  | 36 | Meter |  |  |  | 180
8 | OPI-SIS-043(A)-002 | 2022-01-22 | SACR-PL-SIS-043(A)-001 | ADISH-P-PO-GE-043(A) | SISICO | DDP Site | 1 |  | Main Item | - | SA-IG-PI-TU-3/4" | TUBI , GALVANIZED CARBON STEEL PIPE SMLS SCH 40 , ASTM A 106 , 3/4" | 42 |  |  |  |  | 42 | Meter |  |  |  | 180
9 | OPI-SIS-043(A)-002 | 2022-01-22 | SACR-PL-SIS-043(A)-001 | ADISH-P-PO-GE-043(A) | SISICO | DDP Site | 1 |  | Main Item | - | SA-IG-PI-TU-4" | TUBI , GALVANIZED CARBON STEEL PIPE SMLS SCH 40 , ASTM A 106 , 4" | 113.7 |  |  |  |  | 113.7 | Meter |  |  |  | 180
10 | OPI-SIS-043(A)-001 | 2022-01-11 | SACR-PL-SIS-043(A)-002 | ADISH-P-PO-GE-043(A) | SISICO | DDP Site | 2 |  | Main Item | - | SA-IG-PI-HB-3/4"x1/2" | COUP , 3000LB GALVANIZED C.S THREADED HEX-BUSH , ASTM A105 GR.B , 3/4"x1/2" | 4 |  |  |  |  | 4 | PCS |  |  |  | 180
11 | OPI-SIS-043(A)-001 | 2022-01-11 | SACR-PL-SIS-043(A)-002 | ADISH-P-PO-GE-043(A) | SISICO | DDP Site | 2 |  | Main Item | - | SA-IG-PI-HB-1"x1/2" | COUP , 3000LB GALVANIZED C.S THREADED HEX-BUSH , ASTM A105 GR.B , 1"x1/2" | 4 |  |  |  |  | 4 | PCS |  |  |  | 180
12 | OPI-SIS-043(A)-001 | 2022-01-11 | SACR-PL-SIS-043(A)-002 | ADISH-P-PO-GE-043(A) | SISICO | DDP Site | 2 |  | Main Item | - | SA-IG-PI-HB-1.1/4"x3/4" | COUP , 3000LB GALVANIZED C.S THREADED HEX-BUSH , ASTM A105 GR.B , 1.1/4"x3/4" | 2 |  |  |  |  | 2 | PCS |  |  |  | 180
13 | OPI-SIS-043(A)-001 | 2022-01-11 | SACR-PL-SIS-043(A)-002 | ADISH-P-PO-GE-043(A) | SISICO | DDP Site | 2 |  | Main Item | - | SA-IG-PI-HB-1"x3/4" | COUP , 3000LB GALVANIZED C.S THREADED HEX-BUSH , ASTM A105 GR.B , 1"x3/4" | 16 | 1 |  |  |  | 15 | PCS |  | Advise Vendor of Overage/Shortage |  | 180
14 | OPI-SIS-043(A)-001 | 2022-01-11 | SACR-PL-SIS-043(A)-002 | ADISH-P-PO-GE-043(A) | SISICO | DDP Site | 2 |  | Main Item | - | SA-IG-PI-HB-1.1/2"x1" | COUP , 3000LB GALVANIZED C.S THREADED HEX-BUSH , ASTM A105 GR.B , 1.1/2"x1" | 17 | 4 |  |  |  | 13 | PCS |  | Advise Vendor of Overage/Shortage |  | 180
15 | OPI-SIS-043(A)-001 | 2022-01-11 | SACR-PL-SIS-043(A)-002 | ADISH-P-PO-GE-043(A) | SISICO | DDP Site | 2 |  | Main Item | - | SA-IG-PI-HB-1.1/2"x1.1/4" | COUP , 3000LB GALVANIZED C.S THREADED HEX-BUSH , ASTM A105 GR.B , 1.1/2"x1.1/4" | 4 |  |  |  |  | 4 | PCS |  |  |  | 180
16 | OPI-SIS-043(A)-001 | 2022-01-11 | SACR-PL-SIS-043(A)-002 | ADISH-P-PO-GE-043(A) | SISICO | DDP Site | 2 |  | Main Item | - | SA-IG-PI-HB-2"x1" | COUP , 3000LB GALVANIZED C.S THREADED HEX-BUSH , ASTM A105 GR.B , 2"x1" | 15 |  |  |  |  | 15 | PCS |  |  |  | 180
17 | OPI-SIS-043(A)-001 | 2022-01-11 | SACR-PL-SIS-043(A)-002 | ADISH-P-PO-GE-043(A) | SISICO | DDP Site | 2 |  | Main Item | - | SA-IG-PI-HB-2"x1.1/4" | COUP , 3000LB GALVANIZED C.S THREADED HEX-BUSH , ASTM A105 GR.B , 2"x1.1/4" | 6 | 1 |  |  |  | 5 | PCS |  | Advise Vendor of Overage/Shortage |  | 180
18 | OPI-SIS-043(A)-001 | 2022-01-11 | SACR-PL-SIS-043(A)-002 | ADISH-P-PO-GE-043(A) | SISICO | DDP Site | 2 |  | Main Item | - | SA-IG-PI-HB-2"x1.1/2" | COUP , 3000LB GALVANIZED C.S THREADED HEX-BUSH , ASTM A105 GR.B , 2"x1.1/2" | 2 |  |  |  |  | 2 | PCS |  |  |  | 180
19 | OPI-SIS-043(A)-001 | 2022-01-11 | SACR-PL-SIS-043(A)-002 | ADISH-P-PO-GE-043(A) | SISICO | DDP Site | 2 |  | Main Item | - | SA-IG-PI-HB-2.1/2"x1" | COUP , 3000LB GALVANIZED C.S THREADED HEX-BUSH , ASTM A105 GR.B , 2.1/2"x1" | 3 |  |  |  |  | 3 | PCS |  |  |  | 180
20 | OPI-SIS-043(A)-001 | 2022-01-11 | SACR-PL-SIS-043(A)-002 | ADISH-P-PO-GE-043(A) | SISICO | DDP Site | 2 |  | Main Item | - | SA-IG-PI-HB-2.1/2"x1.1/4" | COUP , 3000LB GALVANIZED C.S THREADED HEX-BUSH , ASTM A105 GR.B , 2.1/2"x1.1/4" | 3 |  |  |  |  | 3 | PCS |  |  |  | 180
21 | OPI-SIS-043(A)-001 | 2022-01-11 | SACR-PL-SIS-043(A)-002 | ADISH-P-PO-GE-043(A) | SISICO | DDP Site | 2 |  | Main Item | - | SA-IG-PI-HB-2.1/2"x1.1/2" | COUP , 3000LB GALVANIZED C.S THREADED HEX-BUSH , ASTM A105 GR.B , 2.1/2"x1.1/2" | 3 |  |  |  |  | 3 | PCS |  |  |  | 180
22 | OPI-SIS-043(A)-001 | 2022-01-11 | SACR-PL-SIS-043(A)-002 | ADISH-P-PO-GE-043(A) | SISICO | DDP Site | 2 |  | Main Item | - | SA-IG-PI-HB-2.1/2"x2" | COUP , 3000LB GALVANIZED C.S THREADED HEX-BUSH , ASTM A105 GR.B , 2.1/2"x2" | 4 |  |  |  |  | 4 | PCS |  |  |  | 180
23 | OPI-SIS-043(A)-001 | 2022-01-11 | SACR-PL-SIS-043(A)-002 | ADISH-P-PO-GE-043(A) | SISICO | DDP Site | 2 |  | Main Item | - | SA-IG-PI-HB-3"x1.1/4" | COUP , 3000LB GALVANIZED C.S THREADED HEX-BUSH , ASTM A105 GR.B , 3"x1.1/4" | 4 |  |  |  |  | 4 | PCS |  |  |  | 180
24 | OPI-SIS-043(A)-001 | 2022-01-11 | SACR-PL-SIS-043(A)-002 | ADISH-P-PO-GE-043(A) | SISICO | DDP Site | 2 |  | Main Item | - | SA-IG-PI-HB-3"x2.1/2" | COUP , 3000LB GALVANIZED C.S THREADED HEX-BUSH , ASTM A105 GR.B , 3"x2.1/2" | 2 |  |  |  |  | 2 | PCS |  |  |  | 180
25 | OPI-SIS-043(A)-001 | 2022-01-11 | SACR-PL-SIS-043(A)-002 | ADISH-P-PO-GE-043(A) | SISICO | DDP Site | 2 |  | Main Item | - | SA-IG-PI-HB-4"x1.1/2" | COUP , 3000LB GALVANIZED C.S THREADED HEX-BUSH , ASTM A105 GR.B , 4"x1.1/2" | 1 |  |  |  |  | 1 | PCS |  |  |  | 180
26 | OPI-SIS-043(A)-001 | 2022-01-11 | SACR-PL-SIS-043(A)-002 | ADISH-P-PO-GE-043(A) | SISICO | DDP Site | 2 |  | Main Item | - | SA-IG-PI-HB-4"x2" | COUP , 3000LB GALVANIZED C.S THREADED HEX-BUSH , ASTM A105 GR.B , 4"x2" | 6 |  |  |  |  | 6 | PCS |  |  |  | 180
27 | OPI-SIS-043(A)-001 | 2022-01-11 | SACR-PL-SIS-043(A)-002 | ADISH-P-PO-GE-043(A) | SISICO | DDP Site | 2 |  | Main Item | - | SA-IG-PI-HB-4"x2.1/2" | COUP , 3000LB GALVANIZED C.S THREADED HEX-BUSH , ASTM A105 GR.B , 4"x2.1/2" | 1 |  |  |  |  | 1 | PCS |  |  |  | 180
28 | OPI-SIS-043(A)-001 | 2022-01-11 | SACR-PL-SIS-043(A)-002 | ADISH-P-PO-GE-043(A) | SISICO | DDP Site | 2 |  | Main Item | - | SA-IG-PI-HB-4"x3" | COUP , 3000LB GALVANIZED C.S THREADED HEX-BUSH , ASTM A105 GR.B , 4"x3" | 4 |  |  |  |  | 4 | PCS |  |  |  | 180
29 | OPI-SIS-043(A)-001 | 2022-01-11 | SACR-PL-SIS-043(A)-002 | ADISH-P-PO-GE-043(A) | SISICO | DDP Site | 2 |  | Main Item | - | SA-IG-PI-HB-4"x1" | COUP , 3000LB GALVANIZED C.S THREADED HEX-BUSH , ASTM A105 GR.B , 4"x1" | 2 |  |  |  |  | 2 | PCS |  |  |  | 180
30 | OPI-SIS-043(A)-001 | 2022-01-11 | SACR-PL-SIS-043(A)-002 | ADISH-P-PO-GE-043(A) | SISICO | DDP Site | 2 |  | Main Item | - | SA-IG-PI-HB-1.1/2"x3/4" | COUP , 3000LB GALVANIZED C.S THREADED HEX-BUSH , ASTM A105 GR.B , 1.1/2"x3/4" | 5 |  |  |  |  | 5 | PCS |  |  |  | 180
71 | OPI-SIS-043(A)-003 | 2022-03-01 | SACR-PL-SIS-043(A)-003 | ADISH-P-PO-GE-043(A) | SISICO | DDP Site | 3 |  | Main Item | - | SA-IG-SUP-S-16/1 | S-16: FS-U4-U4-60-30-CO4 , CS-Galv. | 2 |  |  |  |  | 2 | Pcs |  |  |  | 180
72 | OPI-SIS-043(A)-003 | 2022-03-01 | SACR-PL-SIS-043(A)-003 | ADISH-P-PO-GE-043(A) | SISICO | DDP Site | 3 |  | Main Item | - | SA-IG-SUP-S-11/2 | S-11: FS-U4-U4-60-30-C2A , CS-Galv. | 2 |  |  |  |  | 2 | Pcs |  |  |  | 180
73 | OPI-SIS-043(A)-003 | 2022-03-01 | SACR-PL-SIS-043(A)-003 | ADISH-P-PO-GE-043(A) | SISICO | DDP Site | 3 |  | Main Item | - | SA-IG-SUP-S-14/1 | S-14: FS-U4-U4-60-30-C2A , CS-Galv. | 2 |  |  |  |  | 2 | Pcs |  |  |  | 180
74 | OPI-SIS-043(A)-003 | 2022-03-01 | SACR-PL-SIS-043(A)-003 | ADISH-P-PO-GE-043(A) | SISICO | DDP Site | 3 |  | Main Item | - | SA-IG-SUP-S-12/2 | S-12: WS-U4-U4-25-CO4 , CS-Galv. | 4 |  |  |  |  | 4 | Pcs |  |  |  | 180
75 | OPI-SIS-043(A)-003 | 2022-03-01 | SACR-PL-SIS-043(A)-003 | ADISH-P-PO-GE-043(A) | SISICO | DDP Site | 3 |  | Main Item | - | SA-IG-SUP-S-01/1 | S-01: CS-U4-U4-50-30-C04 , CS-Galv. | 39 |  |  |  |  | 39 | Pcs |  |  |  | 180
76 | OPI-SIS-043(A)-003 | 2022-03-01 | SACR-PL-SIS-043(A)-003 | ADISH-P-PO-GE-043(A) | SISICO | DDP Site | 3 |  | Main Item | - | SA-IG-SUP-S-02/1 | S-02: CS-U4-U4-50-30-C02 , CS-Galv. | 36 |  |  |  |  | 36 | Pcs |  |  |  | 180
77 | OPI-SIS-043(A)-003 | 2022-03-01 | SACR-PL-SIS-043(A)-003 | ADISH-P-PO-GE-043(A) | SISICO | DDP Site | 3 |  | Main Item | - | SA-IG-SUP-S-03/1 | S-03: CS-U4-U4-50-30-C1B , CS-Galv. | 22 |  |  |  |  | 22 | Pcs |  |  |  | 180
78 | OPI-SIS-043(A)-003 | 2022-03-01 | SACR-PL-SIS-043(A)-003 | ADISH-P-PO-GE-043(A) | SISICO | DDP Site | 3 |  | Main Item | - | SA-IG-SUP-S-04/1 | S-04: CS-U4-U4-50-30-C1A , CS-Galv. | 2 |  |  |  |  | 2 | Pcs |  |  |  | 180
79 | OPI-SIS-043(A)-003 | 2022-03-01 | SACR-PL-SIS-043(A)-003 | ADISH-P-PO-GE-043(A) | SISICO | DDP Site | 3 |  | Main Item | - | SA-IG-SUP-S-05/2 | S-05: CS-U4-U4-50-30-C01 , CS-Galv. | 4 |  |  |  |  | 4 | Pcs |  |  |  | 180
80 | OPI-SIS-043(A)-003 | 2022-03-01 | SACR-PL-SIS-043(A)-003 | ADISH-P-PO-GE-043(A) | SISICO | DDP Site | 3 |  | Main Item | - | SA-IG-SUP-S-06/3 | S-06: CS-U4-U4-80-30-C04 , CS-Galv. | 6 |  |  |  |  | 6 | Pcs |  |  |  | 180
81 | OPI-SIS-043(A)-003 | 2022-03-01 | SACR-PL-SIS-043(A)-003 | ADISH-P-PO-GE-043(A) | SISICO | DDP Site | 3 |  | Main Item | - | SA-IG-SUP-S-07/2 | S-07: CS-U4-U4-80-30-C03 , CS-Galv. | 6 |  |  |  |  | 6 | Pcs |  |  |  | 180
82 | OPI-SIS-043(A)-003 | 2022-03-01 | SACR-PL-SIS-043(A)-003 | ADISH-P-PO-GE-043(A) | SISICO | DDP Site | 3 |  | Main Item | - | SA-IG-SUP-S-08/2 | S-08: CS-U4-U4-80-30-C2A , CS-Galv. | 10 |  |  |  |  | 10 | Pcs |  |  |  | 180
83 | OPI-SIS-043(A)-003 | 2022-03-01 | SACR-PL-SIS-043(A)-003 | ADISH-P-PO-GE-043(A) | SISICO | DDP Site | 3 |  | Main Item | - | SA-IG-SUP-S-09/2 | S-09: CS-U4-U4-80-30-C02 , CS-Galv. | 28 |  |  |  |  | 28 | Pcs |  |  |  | 180
84 | OPI-SIS-043(A)-003 | 2022-03-01 | SACR-PL-SIS-043(A)-003 | ADISH-P-PO-GE-043(A) | SISICO | DDP Site | 3 |  | Main Item | - | SA-IG-SUP-S-10/1 | S-10: CS-U4-U4-80-30-C1B , CS-Galv. | 10 |  |  |  |  | 10 | Pcs |  |  |  | 180
85 | OPI-SIS-043(A)-003 | 2022-03-01 | SACR-PL-SIS-043(A)-003 | ADISH-P-PO-GE-043(A) | SISICO | DDP Site | 3 |  | Main Item | - | SA-IG-SUP-S-11/1 | S-11: CS-U4-U4-80-30-C1A , CS-Galv. | 12 |  |  |  |  | 12 | Pcs |  |  |  | 180
86 | OPI-SIS-043(A)-003 | 2022-03-01 | SACR-PL-SIS-043(A)-003 | ADISH-P-PO-GE-043(A) | SISICO | DDP Site | 3 |  | Main Item | - | SA-IG-SUP-S-01/2 | S-01: CS-U4-U4-60-30-C2A , CS-Galv. | 4 |  |  |  |  | 4 | Pcs |  |  |  | 180
87 | OPI-SIS-043(A)-003 | 2022-03-01 | SACR-PL-SIS-043(A)-003 | ADISH-P-PO-GE-043(A) | SISICO | DDP Site | 3 |  | Main Item | - | SA-IG-SUP-S-02/2 | S-02: CS-U4-U4-60-30-C02 , CS-Galv. | 24 |  |  |  |  | 24 | Pcs |  |  |  | 180
88 | OPI-SIS-043(A)-003 | 2022-03-01 | SACR-PL-SIS-043(A)-003 | ADISH-P-PO-GE-043(A) | SISICO | DDP Site | 3 |  | Main Item | - | SA-IG-SUP-S-03/2 | S-03: CS-U4-U4-60-30-C1B , CS-Galv. | 14 |  |  |  |  | 14 | Pcs |  |  |  | 180
89 | OPI-SIS-043(A)-003 | 2022-03-01 | SACR-PL-SIS-043(A)-003 | ADISH-P-PO-GE-043(A) | SISICO | DDP Site | 3 |  | Main Item | - | SA-IG-SUP-S-04/2 | S-04: CS-U4-U4-60-30-C01 , CS-Galv. | 3 |  |  |  |  | 3 | Pcs |  |  |  | 180
90 | OPI-SIS-043(A)-003 | 2022-03-01 | SACR-PL-SIS-043(A)-003 | ADISH-P-PO-GE-043(A) | SISICO | DDP Site | 3 |  | Main Item | - | SA-IG-SUP-S-05/1 | S-05: CS-U4-U4-30-30-C02 , CS-Galv. | 5 |  |  |  |  | 5 | Pcs |  |  |  | 180
91 | OPI-SIS-043(A)-003 | 2022-03-01 | SACR-PL-SIS-043(A)-003 | ADISH-P-PO-GE-043(A) | SISICO | DDP Site | 3 |  | Main Item | - | SA-IG-SUP-S-06/1 | S-06: CS-U4-U4-30-30-C01 , CS-Galv. | 36 |  |  |  |  | 36 | Pcs |  |  |  | 180
92 | OPI-SIS-043(A)-003 | 2022-03-01 | SACR-PL-SIS-043(A)-003 | ADISH-P-PO-GE-043(A) | SISICO | DDP Site | 3 |  | Main Item | - | SA-IG-SUP-S-01/3 | S-01: CS-U4-U4-60-40-C02 , CS-Galv. | 11 |  |  |  |  | 11 | Pcs |  |  |  | 180
93 | OPI-SIS-043(A)-003 | 2022-03-01 | SACR-PL-SIS-043(A)-003 | ADISH-P-PO-GE-043(A) | SISICO | DDP Site | 3 |  | Main Item | - | SA-IG-SUP-S-02/4 | S-02: CS-U4-U4-60-40-C2A , CS-Galv. | 2 |  |  |  |  | 2 | Pcs |  |  |  | 180
94 | OPI-SIS-043(A)-003 | 2022-03-01 | SACR-PL-SIS-043(A)-003 | ADISH-P-PO-GE-043(A) | SISICO | DDP Site | 3 |  | Main Item | - | SA-IG-SUP-S-02/3 | S-02: CS-U4-U4-60-40-C1B , CS-Galv. | 15 |  |  |  |  | 15 | Pcs |  |  |  | 180
95 | OPI-SIS-043(A)-003 | 2022-03-01 | SACR-PL-SIS-043(A)-003 | ADISH-P-PO-GE-043(A) | SISICO | DDP Site | 3 |  | Main Item | - | SA-IG-SUP-S-04/2 | S-04: CS-U4-U4-60-30-C01 , CS-Galv. | 10 |  |  |  |  | 10 | Pcs |  |  |  | 180
96 | OPI-SIS-043(A)-003 | 2022-03-01 | SACR-PL-SIS-043(A)-003 | ADISH-P-PO-GE-043(A) | SISICO | DDP Site | 3 |  | Main Item | - | SA-IG-SUP-S-05/3 | S-05: CS-U4-U4-60-40-C1A-C01 , CS-Galv. | 2 |  |  |  |  | 2 | Pcs |  |  |  | 180
97 | OPI-SIS-043(A)-003 | 2022-03-01 | SACR-PL-SIS-043(A)-003 | ADISH-P-PO-GE-043(A) | SISICO | DDP Site | 3 |  | Main Item | - | SA-IG-SUP-S-06/2 | S-06: CS-U4-U4-60-30-C1A , CS-Galv. | 12 |  |  |  |  | 12 | Pcs |  |  |  | 180
98 | OPI-SIS-043(A)-003 | 2022-03-01 | SACR-PL-SIS-043(A)-003 | ADISH-P-PO-GE-043(A) | SISICO | DDP Site | 3 |  | Main Item | - | SA-IG-SUP-S-07/1 | S-07: CS-U4-U4-60-30-C0B , CS-Galv. | 2 |  |  |  |  | 2 | Pcs |  |  |  | 180
99 | OPI-SIS-043(A)-003 | 2022-03-01 | SACR-PL-SIS-043(A)-003 | ADISH-P-PO-GE-043(A) | SISICO | DDP Site | 3 |  | Main Item | - | SA-IG-SUP-S-08/1 | S-08: CS-U4-U4-25-30-C01 , CS-Galv. | 20 |  |  |  |  | 20 | Pcs |  |  |  | 180
100 | OPI-SIS-043(A)-003 | 2022-03-01 | SACR-PL-SIS-043(A)-003 | ADISH-P-PO-GE-043(A) | SISICO | DDP Site | 3 |  | Main Item | - | SA-IG-SUP-S-09/1 | S-09: CS-U4-U4-25-30-C0B , CS-Galv. | 10 |  |  |  |  | 10 | Pcs |  |  |  | 180
101 | OPI-SIS-043(A)-003 | 2022-03-01 | SACR-PL-SIS-043(A)-003 | ADISH-P-PO-GE-043(A) | SISICO | DDP Site | 3 |  | Main Item | - | SA-IG-SUP-S-13/2 | S-13: WS-U4-25-C2A , CS-Galv. | 3 |  |  |  |  | 3 | Pcs |  |  |  | 180
102 | OPI-SIS-043(A)-003 | 2022-03-01 | SACR-PL-SIS-043(A)-003 | ADISH-P-PO-GE-043(A) | SISICO | DDP Site | 3 |  | Main Item | - | SA-IG-SUP-S-14/2 | S-14: WS-U4-25-C1B , CS-Galv. | 3 |  |  |  |  | 3 | Pcs |  |  |  | 180
103 | OPI-SIS-043(A)-003 | 2022-03-01 | SACR-PL-SIS-043(A)-003 | ADISH-P-PO-GE-043(A) | SISICO | DDP Site | 3 |  | Main Item | - | SA-IG-SUP-S-15/1 | S-15: WS-U4-25-C0B , CS-Galv. | 1 |  |  |  |  | 1 | Pcs |  |  |  | 180
104 | OPI-SIS-043(A)-003 | 2022-03-01 | SACR-PL-SIS-043(A)-003 | ADISH-P-PO-GE-043(A) | SISICO | DDP Site | 3 |  | Main Item | - | SA-IG-SUP-S-07/3 | S-07: WS-U4-25-C2A , CS-Galv. | 4 |  |  |  |  | 4 | Pcs |  |  |  | 180
105 | OPI-SIS-043(A)-003 | 2022-03-01 | SACR-PL-SIS-043(A)-003 | ADISH-P-PO-GE-043(A) | SISICO | DDP Site | 3 |  | Main Item | - | SA-IG-SUP-S-08/3 | S-08: WS-U4-25-C02 , CS-Galv. | 2 |  |  |  |  | 2 | Pcs |  |  |  | 180
106 | OPI-SIS-043(A)-003 | 2022-03-01 | SACR-PL-SIS-043(A)-003 | ADISH-P-PO-GE-043(A) | SISICO | DDP Site | 3 |  | Main Item | - | SA-IG-SUP-S-09/3 | S-09: WS-U4-25-C01 , CS-Galv. | 2 |  |  |  |  | 2 | Pcs |  |  |  | 180
107 | OPI-SIS-043(A)-003 | 2022-03-01 | SACR-PL-SIS-043(A)-003 | ADISH-P-PO-GE-043(A) | SISICO | DDP Site | 3 |  | Main Item | - | SA-IG-SUP-S-10/2 | S-10: WS-U4-25-C0B , CS-Galv. | 1 |  |  |  |  | 1 | Pcs |  |  |  | 180
108 | OPI-SIS-043(A)-003 | 2022-03-01 | SACR-PL-SIS-043(A)-003 | ADISH-P-PO-GE-043(A) | SISICO | DDP Site | 3 |  | Main Item | - | SA-IG-SUP-S-11/3 | S-11: WS-U4-25-C02 , CS-Galv. | 2 |  |  |  |  | 2 | Pcs |  |  |  | 180
109 | OPI-SIS-043(A)-003 | 2022-03-01 | SACR-PL-SIS-043(A)-003 | ADISH-P-PO-GE-043(A) | SISICO | DDP Site | 3 |  | Main Item | - | SA-IG-SUP-S-12/1 | S-12: WS-U4-25-C1A , CS-Galv. | 2 |  |  |  |  | 2 | Pcs |  |  |  | 180
110 | OPI-SIS-043(A)-003 | 2022-03-01 | SACR-PL-SIS-043(A)-003 | ADISH-P-PO-GE-043(A) | SISICO | DDP Site | 3 |  | Main Item | - | SA-IG-SUP-S-13/1 | S-13: WS-U4-25-C0B , CS-Galv. | 1 |  |  |  |  | 1 | Pcs |  |  |  | 180
111 | OPI-SIS-043(A)-003 | 2022-03-01 | SACR-PL-SIS-043(A)-003 | ADISH-P-PO-GE-043(A) | SISICO | DDP Site | 3 |  | Main Item | - | SA-IG-SUP-S-10/3 | S-10: WS-U4-25-C2A , CS-Galv. | 2 |  |  |  |  | 2 | Pcs |  |  |  | 180
112 | OPI-SIS-043(A)-003 | 2022-03-01 | SACR-PL-SIS-043(A)-003 | ADISH-P-PO-GE-043(A) | SISICO | DDP Site | 3 |  | Main Item | - | SA-IG-SUP-CL-4 | CLAMP 4 , CS-Galv. | 49 |  |  |  |  | 49 | PAIR |  |  |  | 180
113 | OPI-SIS-043(A)-003 | 2022-03-01 | SACR-PL-SIS-043(A)-003 | ADISH-P-PO-GE-043(A) | SISICO | DDP Site | 3 |  | Main Item | - | SA-IG-SUP-CL-3/4 | CLAMP 3/4 , CS-Galv. | 15 |  |  |  |  | 15 | PAIR |  |  |  | 180
114 | OPI-SIS-043(A)-003 | 2022-03-01 | SACR-PL-SIS-043(A)-003 | ADISH-P-PO-GE-043(A) | SISICO | DDP Site | 3 |  | Main Item | - | SA-IG-SUP-CL-1/2 | CLAMP 1/2 , CS-Galv. | 87 |  |  |  |  | 87 | PAIR |  |  |  | 180
115 | OPI-SIS-043(A)-003 | 2022-03-01 | SACR-PL-SIS-043(A)-003 | ADISH-P-PO-GE-043(A) | SISICO | DDP Site | 3 |  | Main Item | - | SA-IG-SUP-CL-1.1/4 | CLAMP 1 1/4 , CS-Galv. | 41 |  |  |  |  | 41 | PAIR |  |  |  | 180
116 | OPI-SIS-043(A)-003 | 2022-03-01 | SACR-PL-SIS-043(A)-003 | ADISH-P-PO-GE-043(A) | SISICO | DDP Site | 3 |  | Main Item | - | SA-IG-SUP-CL-1.1/2 | CLAMP 1 1/2 , CS-Galv. | 74 |  |  |  |  | 74 | PAIR |  |  |  | 180
117 | OPI-SIS-043(A)-003 | 2022-03-01 | SACR-PL-SIS-043(A)-003 | ADISH-P-PO-GE-043(A) | SISICO | DDP Site | 3 |  | Main Item | - | SA-IG-SUP-CL-2 | CLAMP 2 , CS-Galv. | 136 |  |  |  |  | 136 | PAIR |  |  |  | 180
118 | OPI-SIS-043(A)-003 | 2022-03-01 | SACR-PL-SIS-043(A)-003 | ADISH-P-PO-GE-043(A) | SISICO | DDP Site | 3 |  | Main Item | - | SA-IG-SUP-CL-2.1/2 | CLAMP 2 1/2 , CS-Galv. | 27 |  |  |  |  | 27 | PAIR |  |  |  | 180
119 | OPI-SIS-043(A)-003 | 2022-03-01 | SACR-PL-SIS-043(A)-003 | ADISH-P-PO-GE-043(A) | SISICO | DDP Site | 3 |  | Main Item | - | SA-IG-SUP-CL-3 | CLAMP 3 , CS-Galv. | 6 |  |  |  |  | 6 | PAIR |  |  |  | 180
120 | OPI-SIS-043(A)-003 | 2022-03-01 | SACR-PL-SIS-043(A)-003 | ADISH-P-PO-GE-043(A) | SISICO | DDP Site | 3 |  | Main Item | - | SA-IG-SUP-EB-M10x100 | EXPANSION BOLT M10*100 WITH NUT AND WASHER , CS-Galv. | 1454 |  |  |  |  | 1454 | Pcs |  |  |  | 180
121 | OPI-SIS-043(A)-003 | 2022-03-01 | SACR-PL-SIS-043(A)-003 | ADISH-P-PO-GE-043(A) | SISICO | DDP Site | 3 |  | Main Item | - | SA-IG-SUP-HB-M10x30 | HEX BOLT M10*30 WITH NUT AND WAHSER , CS-Galv. , 8.8 | 386 |  |  |  |  | 386 | Pcs |  |  |  | 180
122 | OPI-SIS-043(A)-003 | 2022-03-01 | SACR-PL-SIS-043(A)-003 | ADISH-P-PO-GE-043(A) | SISICO | DDP Site | 3 |  | Main Item | - | SA-IG-SUP-HB-M10x70 | HEX BOLT M10*70 WITH NUT AND WASHER , CS-Galv. , 8.8 | 752 |  |  |  |  | 752 | Pcs |  |  |  | 180
123 | OPI-SIS-043(A)-003 | 2022-03-01 | SACR-PL-SIS-043(A)-003 | ADISH-P-PO-GE-043(A) | SISICO | DDP Site | 3 |  | Main Item | - | SA-IG-SUP-HB-M10x25 | HEX BOLT M10*25 WITH UG NUT , CS-Galv. , 8.8 | 752 |  |  |  |  | 752 | Pcs |  |  |  | 180
201 | OPI-SIS-043(A)-004 | 2022-03-01 | SACR-PL-SIS-043(A)-004 | ADISH-P-PO-GE-043(A) | SISICO | DDP Site | 4 |  | Main Item | - | SA-IG-PI-C-1" | CAP ,1" , 3000 , CS-Galv. , THD | 2 |  |  |  |  | 2 | Piece |  |  |  | 180
202 | OPI-SIS-043(A)-004 | 2022-03-01 | SACR-PL-SIS-043(A)-004 | ADISH-P-PO-GE-043(A) | SISICO | DDP Site | 4 |  | Main Item | - | SA-IG-PI-HN-1"x1" | COUP , 3000LB GALVANIZED C.S HEX NIPPLE , ASTM A105 GR.B , 1"x1" | 2 |  |  |  |  | 2 | Piece |  |  |  | 180
203 | OPI-SIS-043(A)-004 | 2022-03-01 | SACR-PL-SIS-043(A)-004 | ADISH-P-PO-GE-043(A) | SISICO | DDP Site | 4 |  | Main Item | - | SA-IG-PI-HN-1"x1/4" | COUP , 3000LB GALVANIZED C.S HEX NIPPLE , ASTM A105 GR.B , 1"x1/4" | 6 |  |  |  |  | 6 | PCS |  |  |  | 180
204 | OPI-SIS-043(A)-004 | 2022-03-01 | SACR-PL-SIS-043(A)-004 | ADISH-P-PO-GE-043(A) | SISICO | DDP Site | 4 |  | Main Item | - | SA-IG-PI-E9-1" | ELBO , 90 DEGREE 3000LB GALVANIZE C.S THREADED ELBOW , ASTM A105 GR.B , 1" | 11 |  |  |  |  | 11 | PCS |  |  |  | 180
205 | OPI-SIS-043(A)-004 | 2022-03-01 | SACR-PL-SIS-043(A)-004 | ADISH-P-PO-GE-043(A) | SISICO | DDP Site | 4 |  | Main Item | - | SA-IG-PI-E9-1.1/4" | ELBO , 90 DEGREE 3000LB GALVANIZE C.S THREADED ELBOW , ASTM A105 GR.B , 1.1/4" | 6 |  |  |  |  | 6 | PCS |  |  |  | 180
206 | OPI-SIS-043(A)-004 | 2022-03-01 | SACR-PL-SIS-043(A)-004 | ADISH-P-PO-GE-043(A) | SISICO | DDP Site | 4 |  | Main Item | - | SA-IG-PI-E9-1.1/2" | ELBO , 90 DEGREE 3000LB GALVANIZE C.S THREADED ELBOW , ASTM A105 GR.B , 1.1/2" | 10 |  |  |  |  | 10 | PCS |  |  |  | 180
207 | OPI-SIS-043(A)-004 | 2022-03-01 | SACR-PL-SIS-043(A)-004 | ADISH-P-PO-GE-043(A) | SISICO | DDP Site | 4 |  | Main Item | - | SA-IG-PI-E9-2" | ELBO , 90 DEGREE 3000LB GALVANIZE C.S THREADED ELBOW , ASTM A105 GR.B , 2" | 9 |  |  |  |  | 9 | PCS |  |  |  | 180
208 | OPI-SIS-043(A)-004 | 2022-03-01 | SACR-PL-SIS-043(A)-004 | ADISH-P-PO-GE-043(A) | SISICO | DDP Site | 4 |  | Main Item | - | SA-IG-PI-E9-2.1/2" | ELBO , 90 DEGREE 3000LB GALVANIZE C.S THREADED ELBOW , ASTM A105 GR.B , 2.1/2" | 6 |  |  |  |  | 6 | PCS |  |  |  | 180
209 | OPI-SIS-043(A)-004 | 2022-03-01 | SACR-PL-SIS-043(A)-004 | ADISH-P-PO-GE-043(A) | SISICO | DDP Site | 4 |  | Main Item | - | SA-IG-PI-E9-4" | ELBO , 90 DEGREE 3000LB GALVANIZE C.S THREADED ELBOW , ASTM A105 GR.B , 4" | 12 |  |  |  |  | 12 | PCS |  |  |  | 180
210 | OPI-SIS-043(A)-004 | 2022-03-01 | SACR-PL-SIS-043(A)-004 | ADISH-P-PO-GE-043(A) | SISICO | DDP Site | 4 |  | Main Item | - | SA-IG-PI-TE-1" | TEE , 3000LB STRAIGHT GALVANIZED C.S THREADED TEE , ASTM A105 GR.B , 1" | 18 |  |  |  |  | 18 | PCS |  |  |  | 180
211 | OPI-SIS-043(A)-004 | 2022-03-01 | SACR-PL-SIS-043(A)-004 | ADISH-P-PO-GE-043(A) | SISICO | DDP Site | 4 |  | Main Item | - | SA-IG-PI-TE-1.1/2" | TEE , 3000LB STRAIGHT GALVANIZED C.S THREADED TEE , ASTM A105 GR.B , 1.1/2" | 20 |  |  |  |  | 20 | PCS |  |  |  | 180
212 | OPI-SIS-043(A)-004 | 2022-03-01 | SACR-PL-SIS-043(A)-004 | ADISH-P-PO-GE-043(A) | SISICO | DDP Site | 4 |  | Main Item | - | SA-IG-PI-TE-2" | TEE , 3000LB STRAIGHT GALVANIZED C.S THREADED TEE , ASTM A105 GR.B , 2" | 28 |  |  |  |  | 28 | PCS |  |  |  | 180
213 | OPI-SIS-043(A)-004 | 2022-03-01 | SACR-PL-SIS-043(A)-004 | ADISH-P-PO-GE-043(A) | SISICO | DDP Site | 4 |  | Main Item | - | SA-IG-PI-TE-2.1/2" | TEE , 3000LB STRAIGHT GALVANIZED C.S THREADED TEE , ASTM A105 GR.B , 2.1/2" | 10 |  |  |  |  | 10 | PCS |  |  |  | 180
214 | OPI-SIS-043(A)-004 | 2022-03-01 | SACR-PL-SIS-043(A)-004 | ADISH-P-PO-GE-043(A) | SISICO | DDP Site | 4 |  | Main Item | - | SA-IG-PI-TE-3" | TEE , 3000LB STRAIGHT GALVANIZED C.S THREADED TEE , ASTM A105 GR.B , 3" | 4 |  |  |  |  | 4 | PCS |  |  |  | 180
215 | OPI-SIS-043(A)-004 | 2022-03-01 | SACR-PL-SIS-043(A)-004 | ADISH-P-PO-GE-043(A) | SISICO | DDP Site | 4 |  | Main Item | - | SA-IG-PI-TE-4" | TEE , 3000LB STRAIGHT GALVANIZED C.S THREADED TEE , ASTM A105 GR.B , 4" | 12 |  |  |  |  | 12 | Piece |  |  |  | 180
216 | OPI-SIS-043(A)-004 | 2022-03-01 | SACR-PL-SIS-043(A)-004 | ADISH-P-PO-GE-043(A) | SISICO | DDP Site | 4 |  | Main Item | - | SA-IG-PI-FC-1.1/4" | UNIO , 3000LB GALVANIZED C.S FULL COUPLING , ASTM A105 GR.B , 1.1/4" | 11 |  |  |  |  | 11 | Piece |  |  |  | 180
217 | OPI-SIS-043(A)-004 | 2022-03-01 | SACR-PL-SIS-043(A)-004 | ADISH-P-PO-GE-043(A) | SISICO | DDP Site | 4 |  | Main Item | - | SA-IG-PI-FC-1.1/2" | UNIO , 3000LB GALVANIZED C.S FULL COUPLING , ASTM A105 GR.B , 1.1/2" | 5 |  |  |  |  | 5 | Piece |  |  |  | 180
218 | OPI-SIS-043(A)-004 | 2022-03-01 | SACR-PL-SIS-043(A)-004 | ADISH-P-PO-GE-043(A) | SISICO | DDP Site | 4 |  | Main Item | - | SA-IG-PI-FC-2" | UNIO , 3000LB GALVANIZED C.S FULL COUPLING , ASTM A105 GR.B , 2" | 10 |  |  |  |  | 10 | Piece |  |  |  | 180
219 | OPI-SIS-043(A)-004 | 2022-03-01 | SACR-PL-SIS-043(A)-004 | ADISH-P-PO-GE-043(A) | SISICO | DDP Site | 4 |  | Main Item | - | SA-IG-PI-FC-2.1/2" | UNIO , 3000LB GALVANIZED C.S FULL COUPLING , ASTM A105 GR.B , 2.1/2" | 2 | 1 |  |  |  | 1 | PCS |  | Advise Vendor of Overage/Shortage |  | 180
220 | OPI-SIS-043(A)-004 | 2022-03-01 | SACR-PL-SIS-043(A)-004 | ADISH-P-PO-GE-043(A) | SISICO | DDP Site | 4 |  | Main Item | - | SA-IG-PI-FC-4" | UNIO , 3000LB GALVANIZED C.S FULL COUPLING , ASTM A105 GR.B , 4" | 12 |  |  |  |  | 12 | Piece |  |  |  | 180
221 | OPI-SIS-043(A)-004 | 2022-03-01 | SACR-PL-SIS-043(A)-004 | ADISH-P-PO-GE-043(A) | SISICO | DDP Site | 4 |  | Main Item | - | SA-IG-PI-UN-3" | UNIO , 3000LB GALVANIZED C.S THREADED MSS-SP-83 UNION , ASTM A105 GR.B , 3" | 2 |  |  |  |  | 2 | PCS |  |  |  | 180
222 | OPI-SIS-043(A)-004 | 2022-03-01 | SACR-PL-SIS-043(A)-004 | ADISH-P-PO-GE-043(A) | SISICO | DDP Site | 4 |  | Main Item | - | SA-IG-PI-HN-1.1/4"x1/4" | COUP , 3000LB GALVANIZED C.S HEX NIPPLE , ASTM A105 GR.B , 1.1/4"x1/4" | 1 |  |  |  |  | 1 | PCS |  |  |  | 180
223 | OPI-SIS-043(A)-004 | 2022-03-01 | SACR-PL-SIS-043(A)-004 | ADISH-P-PO-GE-043(A) | SISICO | DDP Site | 4 |  | Main Item | - | SA-IG-PI-HN-2.1/2"x1" | COUP , 3000LB GALVANIZED C.S HEX NIPPLE , ASTM A105 GR.B , 2.1/2"x1" | 1 |  |  |  |  | 1 | PCS |  |  |  | 180
224 | OPI-SIS-043(A)-004 | 2022-03-01 | SACR-PL-SIS-043(A)-004 | ADISH-P-PO-GE-043(A) | SISICO | DDP Site | 4 |  | Main Item | - | SA-IG-PI-E9-3/4" | ELBO , 90 DEGREE 3000LB GALVANIZE C.S THREADED ELBOW , ASTM A105 GR.B , 3/4" | 4 |  |  |  |  | 4 | PCS |  |  |  | 180
225 | OPI-SIS-043(A)-004 | 2022-03-01 | SACR-PL-SIS-043(A)-004 | ADISH-P-PO-GE-043(A) | SISICO | DDP Site | 4 |  | Main Item | - | SA-IG-PI-UN-1" | UNIO , 3000LB GALVANIZED C.S THREADED MSS-SP-83 UNION , ASTM A105 GR.B , 1" | 5 |  |  |  |  | 5 | PCS |  |  |  | 180
226 | OPI-SIS-043(A)-004 | 2022-03-01 | SACR-PL-SIS-043(A)-004 | ADISH-P-PO-GE-043(A) | SISICO | DDP Site | 4 |  | Main Item | - | SA-IG-PI-UN-1.1/4" | UNIO , 3000LB GALVANIZED C.S THREADED MSS-SP-83 UNION , ASTM A105 GR.B , 1.1/4" | 1 |  |  |  |  | 1 | PCS |  |  |  | 180
227 | OPI-SIS-043(A)-004 | 2022-03-01 | SACR-PL-SIS-043(A)-004 | ADISH-P-PO-GE-043(A) | SISICO | DDP Site | 4 |  | Main Item | - | SA-IG-PI-UN-1.1/2" | UNIO , 3000LB GALVANIZED C.S THREADED MSS-SP-83 UNION , ASTM A105 GR.B , 1.1/2" | 2 |  |  |  |  | 2 | PCS |  |  |  | 180
228 | OPI-SIS-043(A)-004 | 2022-03-01 | SACR-PL-SIS-043(A)-004 | ADISH-P-PO-GE-043(A) | SISICO | DDP Site | 4 |  | Main Item | - | SA-IG-PI-UN-2" | UNIO , 3000LB GALVANIZED C.S THREADED MSS-SP-83 UNION , ASTM A105 GR.B , 2" | 1 |  |  |  |  | 1 | PCS |  |  |  | 180
229 | OPI-SIS-043(A)-004 | 2022-03-01 | SACR-PL-SIS-043(A)-004 | ADISH-P-PO-GE-043(A) | SISICO | DDP Site | 4 |  | Main Item | - | SA-IG-PI-UN-2.1/2" | UNIO , 3000LB GALVANIZED C.S THREADED MSS-SP-83 UNION , ASTM A105 GR.B , 2.1/2" | 2 |  |  |  |  | 2 | PCS |  |  |  | 180
230 | OPI-SIS-043(A)-004 | 2022-03-01 | SACR-PL-SIS-043(A)-004 | ADISH-P-PO-GE-043(A) | SISICO | DDP Site | 4 |  | Main Item | - | SA-IG-PI-TE-1.1/4" | TEE , 3000LB STRAIGHT GALVANIZED C.S THREADED TEE , ASTM A105 GR.B , 1.1/4" | 2 |  |  |  |  | 2 | PCS |  |  |  | 180
231 | OPI-SIS-043(A)-010 | 2022-10-30 | SACR-PL-SIS-043(A)-005 | ADISH-P-PO-GE-043(A) | SISICO | DDP Site | 5 |  | Sub Item | SA-IG-MI-CB-45 | 55B140D45U2SC | BANK OF 45 CYL IN DOUBLE ROW F 4,94 ft³. (140L) at 2900 psi(200 bar) IG-55, INERT-SIEXCT Constant Flow Technology MODL 56M140UFXX UL LISTED | 1 |  |  |  |  | 1 | Set | 1 |  |  | 150
232 | OPI-SIS-043(A)-010 | 2022-10-30 | SACR-PL-SIS-043(A)-005 | ADISH-P-PO-GE-043(A) | SISICO | DDP Site | 5 |  | Sub Item | SA-IG-MI-CB-44 | 55B140D44U2SC | BANK OF 44 CYL IN DOUBLE ROW F 4,94 ft³. (140L) at 2900 psi(200 bar) IG-55, INERT-SIEXCT Constant Flow Technology MODL 56M140UFXX UL LISTED | 1 |  |  |  |  | 1 | Set | 1 |  |  | 150
233 | OPI-SIS-043(A)-010 | 2022-10-30 | SACR-PL-SIS-043(A)-005 | ADISH-P-PO-GE-043(A) | SISICO | DDP Site | 5 |  | Sub Item | SA-IG-MI-LPS-NO-250UF | POPRENA250UF3 | RDLow pressure switch, NO, mode POPRENA250, UL/FM approved, nrmally opened, it closes with ressure. INCLUDES HEXAGONAL ADPTER ADRD UL/FM APPROVED FOR RS-MAM-RD9/11 VALVE FILLING POR TO CONNECT PRESSURE SWITCH. | 91 |  |  |  |  | 91 | Piece | 1 |  |  | 150
234 | OPI-SIS-043(A)-010 | 2022-10-30 | SACR-PL-SIS-043(A)-005 | ADISH-P-PO-GE-043(A) | SISICO | DDP Site | 5 |  | Sub Item | SA-IG-MI-CB-15 | LADH11UF500 | FLEXIBLE ACTIVATION HOSE OF 1,69 IN. (500 MM.) MODEL DH-11 L/FM APPROVED | 2 |  |  |  |  | 2 | Piece | 1 |  |  | 150
235 | OPI-SIS-043(A)-010 | 2022-10-30 | SACR-PL-SIS-043(A)-005 | ADISH-P-PO-GE-043(A) | SISICO | DDP Site | 5 |  | Sub Item | SA-IG-MI-BLV-1/4 | POVV8UF | BLEED VALVE OF 1/4" MODEL POV8 UL/FM APPROVED | 3 |  |  |  |  | 3 | Piece | 1 |  |  | 150
236 | OPI-SIS-043(A)-010 | 2022-10-30 | SACR-PL-SIS-043(A)-005 | ADISH-P-PO-GE-043(A) | SISICO | DDP Site | 5 |  | Sub Item | SA-IG-MI-CB-45 | POHELS | SIDE BRACKET FOR STANDALONE FOOR FASTENING. | 16 |  |  |  |  | 16 | Set | 1 |  |  | 150
237 | OPI-SIS-043(A)-010 | 2022-10-30 | SACR-PL-SIS-043(A)-005 | ADISH-P-PO-GE-043(A) | SISICO | DDP Site | 5 |  | Sub Item | SA-IG-MI-CB-15 | POVALAN10SVU | CHECK VALVE 1/4" TO DIRECT TH FLOW FROM SELECTOR VALVES BETEEN CILINDERS OF BATTERY.UL/F approved. | 3 |  |  |  |  | 3 | Piece | 1 |  |  | 150
238 | OPI-SIS-043(A)-010 | 2022-10-30 | SACR-PL-SIS-043(A)-005 | ADISH-P-PO-GE-043(A) | SISICO | DDP Site | 5 |  | Sub Item | SA-IG-MI-CB-45 | POA8CUUF | ADAPTOR 1/4''BSP to COPPER TUE. UL/FM APPROVED | 4 |  |  |  |  | 4 | Piece | 1 |  |  | 150
239 | OPI-SIS-043(A)-010 | 2022-10-30 | SACR-PL-SIS-043(A)-005 | ADISH-P-PO-GE-043(A) | SISICO | DDP Site | 5 |  | Sub Item | SA-IG-MI-CB-45 | POAD10MMUF | Union adaptor M-M model POAD1MMUF, UL/FM approved | 1 |  |  |  |  | 1 | Piece | 1 |  |  | 150
240 | OPI-SIS-043(A)-010 | 2022-10-30 | SACR-PL-SIS-043(A)-005 | ADISH-P-PO-GE-043(A) | SISICO | DDP Site | 5 |  | Sub Item | SA-IG-MI-CB-45 | POVALAN10UF | Check valve in-line 1/4" stailess steel model VALAN-WFR8, U/FM Approved | 2 |  |  |  |  | 2 | Piece | 1 |  |  | 150
241 | OPI-SIS-043(A)-010 | 2022-10-30 | SACR-PL-SIS-043(A)-005 | ADISH-P-PO-GE-043(A) | SISICO | DDP Site | 5 |  | Sub Item | SA-IG-MI-CB-45 | 227TEUF | "T" MALE 1/4"G MODEL SIEX UL/M APPROVED | 3 |  |  |  |  | 3 | Piece | 1 |  |  | 150
242 | OPI-SIS-043(A)-010 | 2022-10-30 | SACR-PL-SIS-043(A)-005 | ADISH-P-PO-GE-043(A) | SISICO | DDP Site | 5 |  | Sub Item | SA-IG-MI-PC-150 | P6UF150S | NITROGEN (N2) PILOT CYLINDER F 0,24 ft³ (6,7 L) AT 1175 psi(150 bar) SIEXMODEL 100M6UFXX UL/FM APPROVED | 4 |  |  |  |  | 4 | Piece | 1 |  |  | 150
243 | OPI-SIS-043(A)-010 | 2022-10-30 | SACR-PL-SIS-043(A)-005 | ADISH-P-PO-GE-043(A) | SISICO | DDP Site | 5 |  | Sub Item | SA-IG-MI-CB-45 | POPRENA250UF1 | LOW PRESSURE SWITCH NORMALLY PEN (NO) RANGE 1450-3625 PSI (00-250 BAR) MODEL POPRENA250 U/FM APPROVED | 4 |  |  |  |  | 4 | Piece | 1 |  |  | 150
244 | OPI-SIS-043(A)-010 | 2022-10-30 | SACR-PL-SIS-043(A)-005 | ADISH-P-PO-GE-043(A) | SISICO | DDP Site | 5 |  | Sub Item | SA-IG-MI-REA-24 | SOLCAMDNCUF | REARMABLE ELECTRIC ACTUATOR HAD 24VCC-DC MODEL 227SOLC WHATINCLUDES MONITORING AND CONTRO HEAD MODEL 227AMDC . UL/FM APROVED | 4 |  |  |  |  | 4 | Piece | 1 |  |  | 150
245 | OPI-SIS-043(A)-010 | 2022-10-30 | SACR-PL-SIS-043(A)-005 | ADISH-P-PO-GE-043(A) | SISICO | DDP Site | 5 |  | Sub Item | SA-IG-MI-CB-45 | 227DMSUF | MANUAL ACTUATOR HEAD MODEL 22 DMS. UL/FM APPROVED. | 4 |  |  |  |  | 4 | Piece | 1 |  |  | 150
246 | OPI-SIS-043(A)-010 | 2022-10-30 | SACR-PL-SIS-043(A)-005 | ADISH-P-PO-GE-043(A) | SISICO | DDP Site | 5 |  | Sub Item | SA-IG-MI-CB-45 | HE6,7UF | FIXING BRACKET 6,7 L CYLINDER UL/FM | 4 |  |  |  |  | 4 | Piece | 1 |  |  | 150
247 | OPI-SIS-043(A)-010 | 2022-10-30 | SACR-PL-SIS-043(A)-005 | ADISH-P-PO-GE-043(A) | SISICO | DDP Site | 5 |  | Sub Item | SA-IG-MI-CB-45 | POA218UF | ADAPTOR W21,7 to 1/4" BSP. ULFM Approved | 4 |  |  |  |  | 4 | Piece | 1 |  |  | 150
248 | OPI-SIS-043(A)-010 | 2022-10-30 | SACR-PL-SIS-043(A)-005 | ADISH-P-PO-GE-043(A) | SISICO | DDP Site | 5 |  | Sub Item | SA-IG-MI-CB-45 | LADH11UF500 | FLEXIBLE ACTIVATION HOSE OF 1,69 IN. (500 MM.) MODEL DH-11 L/FM APPROVED | 4 |  |  |  |  | 4 | Piece | 1 |  |  | 150
249 | OPI-SIS-043(A)-010 | 2022-10-30 | SACR-PL-SIS-043(A)-005 | ADISH-P-PO-GE-043(A) | SISICO | DDP Site | 5 |  | Sub Item | SA-IG-MI-PDI-2L | CRETIRNI6/30UF | PNEUMATIC DELAY INDIRECT OF 2 EQUIPPED WITH RGS-MAM-4 VALVEFOR PILOT CYLINDER OF 6,7 LTS DELAY 30 S) UL/FM APPROVAL | 4 |  |  |  |  | 4 | Piece | 1 |  |  | 150
250 | OPI-SIS-043(A)-010 | 2022-10-30 | SACR-PL-SIS-043(A)-005 | ADISH-P-PO-GE-043(A) | SISICO | DDP Site | 5 |  | Sub Item | SA-IG-MI-CB-45 | ...... | Adaptors 1/2" to 1/4 | 8 |  |  |  |  | 8 | Piece | 1 |  |  | 150
251 | OPI-SIS-043(A)-010 | 2022-10-30 | SACR-PL-SIS-043(A)-005 | ADISH-P-PO-GE-043(A) | SISICO | DDP Site | 5 |  | Sub Item | SA-IG-MI-CB-45 | HE2,7UF | FIXING BRACKET MODEL HE2,7 FO 2L CYLINDERS. UL/FM | 4 |  |  |  |  | 4 | Piece | 1 |  |  | 150
252 | OPI-SIS-043(A)-010 | 2022-10-30 | SACR-PL-SIS-043(A)-005 | ADISH-P-PO-GE-043(A) | SISICO | DDP Site | 5 |  | Sub Item | SA-IG-MI-CB-45 | LADH11UF500 | FLEXIBLE ACTIVATION HOSE OF 1,69 IN. (500 MM.) MODEL DH-11 L/FM APPROVED | 4 |  |  |  |  | 4 | Piece | 1 |  |  | 150
253 | OPI-SIS-043(A)-010 | 2022-10-30 | SACR-PL-SIS-043(A)-005 | ADISH-P-PO-GE-043(A) | SISICO | DDP Site | 5 |  | Sub Item | SA-IG-MI-PC-95 | P0,08U95SC | Nitrogen pilot cylinder of 0,8 L at 1377 psi (95 bar) Siex ystemsmodel 101M0,08UFX-X ULFM approved. | 4 |  |  |  |  | 4 | Piece | 1 |  |  | 150
254 | OPI-SIS-043(A)-010 | 2022-10-30 | SACR-PL-SIS-043(A)-005 | ADISH-P-PO-GE-043(A) | SISICO | DDP Site | 5 |  | Sub Item | SA-IG-MI-LPS-NO-150UF | POPRENA150UF | LOW PRESSURE SWITCH NORMALLY PEN (NO) RANGE 725-2175 PSI (5-150 BAR) MODEL POPRENA150 UL/M APPROVED | 4 |  |  |  |  | 4 | Piece | 1 |  |  | 150
255 | OPI-SIS-043(A)-010 | 2022-10-30 | SACR-PL-SIS-043(A)-005 | ADISH-P-PO-GE-043(A) | SISICO | DDP Site | 5 |  | Sub Item | SA-IG-MI-PA-227CN | 227CNCOUF | PNEUMATIC ACTUATOR HEAD MODEL227CN + 1/4" G ELBOW UL/FM APPOVED | 4 |  |  |  |  | 4 | Piece | 1 |  |  | 150
256 | OPI-SIS-043(A)-010 | 2022-10-30 | SACR-PL-SIS-043(A)-005 | ADISH-P-PO-GE-043(A) | SISICO | DDP Site | 5 |  | Sub Item | SA-IG-MI-CB-45 | HE008UF | FIXING BRACKET MODEL HE008 FO 0,08 LITRES CYLINDERS. UL/FM | 4 |  |  |  |  | 4 | Piece | 1 |  |  | 150
257 | OPI-SIS-043(A)-010 | 2022-10-30 | SACR-PL-SIS-043(A)-005 | ADISH-P-PO-GE-043(A) | SISICO | DDP Site | 5 |  | Sub Item | SA-IG-MI-CB-45 | LADH11UF500 | FLEXIBLE ACTIVATION HOSE OF 1,69 IN. (500 MM.) MODEL DH-11 L/FM APPROVED | 4 |  |  |  |  | 4 | Piece | 1 |  |  | 150
258 | OPI-SIS-043(A)-010 | 2022-10-30 | SACR-PL-SIS-043(A)-005 | ADISH-P-PO-GE-043(A) | SISICO | DDP Site | 5 |  | Sub Item | SA-IG-MI-CB-45 | POAD10MMUF | Union adaptor M-M model POAD1MMUF, UL/FM approved | 4 |  |  |  |  | 4 | Piece | 1 |  |  | 150
259 | OPI-SIS-043(A)-010 | 2022-10-30 | SACR-PL-SIS-043(A)-005 | ADISH-P-PO-GE-043(A) | SISICO | DDP Site | 5 |  | Sub Item | SA-IG-MI-PC-200 | P2U200SC | NITROGEN (N2) PILOT CYLINDER F 0,07 ft³ (2 L) AT 2900 psi (00 bar) SIEXWITH CONSTANT FLW AND PRESURE VALVE MODEL 101MUX-X UL LISTED | 4 |  |  |  |  | 4 | Piece | 1 |  |  | 150
260 | OPI-SIS-043(A)-010 | 2022-10-30 | SACR-PL-SIS-043(A)-005 | ADISH-P-PO-GE-043(A) | SISICO | DDP Site | 5 |  | Sub Item | SA-IG-MI-CB-45 | POPRENA250UF3 | RDLow pressure switch, NO, mode POPRENA250, UL/FM approved, nrmally opened, it closes with ressure. INCLUDES HEXAGONAL ADPTER ADRD UL/FM APPROVED FOR RS-MAM-RD9/11 VALVE FILLING POR TO CONNECT PRESSURE SWITCH. | 4 |  |  |  |  | 4 | Piece | 1 |  |  | 150
261 | OPI-SIS-043(A)-010 | 2022-10-30 | SACR-PL-SIS-043(A)-005 | ADISH-P-PO-GE-043(A) | SISICO | DDP Site | 5 |  | Sub Item | SA-IG-MI-CB-45 | HE2,7UF | FIXING BRACKET MODEL HE2,7 FO 2L CYLINDERS. UL/FM | 4 |  |  |  |  | 4 | Piece | 1 |  |  | 150
262 | OPI-SIS-043(A)-010 | 2022-10-30 | SACR-PL-SIS-043(A)-005 | ADISH-P-PO-GE-043(A) | SISICO | DDP Site | 5 |  | Sub Item | SA-IG-MI-CB-45 | POA21CUUF | W21,7 to copper tube adaptor.UL/FM approved | 4 |  |  |  |  | 4 | Piece | 1 |  |  | 150
263 | OPI-SIS-043(A)-010 | 2022-10-30 | SACR-PL-SIS-043(A)-005 | ADISH-P-PO-GE-043(A) | SISICO | DDP Site | 5 |  | Sub Item | SA-IG-MI-SVM-4 | POCOLV100-4 | SELECTOR VALVE MANIFOLD 4" DIMETER, 4 INLETS. | 1 |  |  |  |  | 1 | Piece | 1 |  |  | 150
264 | OPI-SIS-043(A)-010 | 2022-10-30 | SACR-PL-SIS-043(A)-005 | ADISH-P-PO-GE-043(A) | SISICO | DDP Site | 5 |  | Sub Item | SA-IG-MI-MAF-110UF | VREC110UF | Manifold pressure relief valv, model VREC (110), UL/FM apprved | 1 |  |  |  |  | 1 | Piece | 1 |  |  | 150
265 | OPI-SIS-043(A)-010 | 2022-10-30 | SACR-PL-SIS-043(A)-005 | ADISH-P-PO-GE-043(A) | SISICO | DDP Site | 5 |  | Sub Item | SA-IG-MI-CB-45 | POVD100UF | 4'' SELECTOR VALVE MODEL SVD10. APROBADO UL/FM. | 2 |  |  |  |  | 2 | Piece | 1 |  |  | 150
266 | OPI-SIS-043(A)-010 | 2022-10-30 | SACR-PL-SIS-043(A)-005 | ADISH-P-PO-GE-043(A) | SISICO | DDP Site | 5 |  | Sub Item | SA-IG-MI-CB-45 | POVD65UF | 2-1/2'' SELECTOR VALVE MODEL VD65. APROBADO UL/FM. | 1 |  |  |  |  | 1 | Piece | 1 |  |  | 150
267 | OPI-SIS-043(A)-010 | 2022-10-30 | SACR-PL-SIS-043(A)-005 | ADISH-P-PO-GE-043(A) | SISICO | DDP Site | 5 |  | Sub Item | SA-IG-MI-CB-45 | POVD40SHUF | 1-1/2'' SELECTOR VALVE MODEL VD40SH. UL/FM APPROVED. | 1 |  |  |  |  | 1 | Piece | 1 |  |  | 150
268 | OPI-SIS-043(A)-010 | 2022-10-30 | SACR-PL-SIS-043(A)-005 | ADISH-P-PO-GE-043(A) | SISICO | DDP Site | 5 |  | Sub Item | SA-IG-MI-CB-45 | SVA100UF | 4'' BLOCKING VALVE MODEL SVA10. UL/FM APPROVED. | 2 |  |  |  |  | 2 | Piece | 1 |  |  | 150
269 | OPI-SIS-043(A)-010 | 2022-10-30 | SACR-PL-SIS-043(A)-005 | ADISH-P-PO-GE-043(A) | SISICO | DDP Site | 5 |  | Sub Item | SA-IG-MI-BV-2.1/2 | SVA65UF | 2-1/2'' BLOCKING VALVE MODEL VA65. UL/FM APPROVED. | 1 |  |  |  |  | 1 | Piece | 1 |  |  | 150
270 | OPI-SIS-043(A)-010 | 2022-10-30 | SACR-PL-SIS-043(A)-005 | ADISH-P-PO-GE-043(A) | SISICO | DDP Site | 5 |  | Sub Item | SA-IG-MI-BV-1.1/2 | SVA40SHUF | 1-1/2'' BLOCKING VALVE MODEL VA40SH. . UL/FM APPROVED. | 1 |  |  |  |  | 1 | Piece | 1 |  |  | 150
271 | OPI-SIS-043(A)-010 | 2022-10-30 | SACR-PL-SIS-043(A)-005 | ADISH-P-PO-GE-043(A) | SISICO | DDP Site | 5 |  | Sub Item | SA-IG-MI-CB-45 | SVAFCUF | End of line for blocking valvs, with two contacts N/C and NA to send an electrical signalto the fire control station ULFM Approved | 4 |  |  |  |  | 4 | Piece | 1 |  |  | 150
272 | OPI-SIS-043(A)-010 | 2022-10-30 | SACR-PL-SIS-043(A)-005 | ADISH-P-PO-GE-043(A) | SISICO | DDP Site | 5 |  | Sub Item | SA-IG-MI-PS-POINPRE66LUF | POINPRE66LUF | Pressure switch, 1/4", model OINPRE 6-6L, UL/FM approved | 4 |  |  |  |  | 4 | Piece | 1 |  |  | 150
273 | OPI-SIS-043(A)-010 | 2022-10-30 | SACR-PL-SIS-043(A)-005 | ADISH-P-PO-GE-043(A) | SISICO | DDP Site | 5 |  | Sub Item | SA-IG-MI-CB-45 | POLATCUUF | Copper hose 6x4 mm. UL/FM Appoved | 40 |  |  |  |  | 40 | Set | 1 |  |  | 150
274 | OPI-SIS-043(A)-010 | 2022-10-30 | SACR-PL-SIS-043(A)-005 | ADISH-P-PO-GE-043(A) | SISICO | DDP Site | 5 |  | Sub Item | SA-IG-MI-PSE-0.8 | CSIRNUF | PENUMATIC SIREN 0,8mm APPROVE UL/FM | 4 |  |  |  |  | 4 | Piece | 1 |  |  | 150
275 | OPI-SIS-043(A)-010 | 2022-10-30 | SACR-PL-SIS-043(A)-005 | ADISH-P-PO-GE-043(A) | SISICO | DDP Site | 5 |  | Sub Item | SA-IG-MI-CB-45 | POAD10MMUF | Union adaptor M-M model POAD1MMUF, UL/FM approved | 4 |  |  |  |  | 4 | Piece | 1 |  |  | 150
276 | OPI-SIS-043(A)-010 | 2022-10-30 | SACR-PL-SIS-043(A)-005 | ADISH-P-PO-GE-043(A) | SISICO | DDP Site | 5 |  | Sub Item | SA-IG-MI-No-360-1-10 | FEDR25UF | RADIAL NOZZLE 360º DE 1" MODE FEDR25 UL/FM APPROVED | 18 |  |  |  |  | 18 | Set | 1 |  |  | 150
277 | OPI-SIS-043(A)-010 | 2022-10-30 | SACR-PL-SIS-043(A)-005 | ADISH-P-PO-GE-043(A) | SISICO | DDP Site | 5 |  | Sub Item | SA-IG-MI-CB-45 | POPC25UF | PLATE CALIBRATE 1" MODEL POPC5 CALIBRATED TO MM UL/FM APPROED | 18 |  |  |  |  | 18 | Set | 1 |  |  | 150
278 | OPI-SIS-043(A)-010 | 2022-10-30 | SACR-PL-SIS-043(A)-005 | ADISH-P-PO-GE-043(A) | SISICO | DDP Site | 5 |  | Sub Item | SA-IG-MI-CB-45 | FEDR25UF | RADIAL NOZZLE 360º DE 1" MODE FEDR25 UL/FM APPROVED | 3 |  |  |  |  | 3 | Set | 1 |  |  | 150
279 | OPI-SIS-043(A)-010 | 2022-10-30 | SACR-PL-SIS-043(A)-005 | ADISH-P-PO-GE-043(A) | SISICO | DDP Site | 5 |  | Sub Item | SA-IG-MI-CB-45 | POPC25UF | PLATE CALIBRATE 1" MODEL POPC5 CALIBRATED TO MM UL/FM APPROED | 3 |  |  |  |  | 3 | Piece | 1 |  |  | 150
280 | OPI-SIS-043(A)-010 | 2022-10-30 | SACR-PL-SIS-043(A)-005 | ADISH-P-PO-GE-043(A) | SISICO | DDP Site | 5 |  | Sub Item | SA-IG-MI-No-360-1.1/4-14 | FEDR32UF | RADIAL NOZZLE 360º DE 1 1/4" ODEL FEDR32 UL/FM APPROVED | 16 |  |  |  |  | 16 | Set | 1 |  |  | 150
281 | OPI-SIS-043(A)-010 | 2022-10-30 | SACR-PL-SIS-043(A)-005 | ADISH-P-PO-GE-043(A) | SISICO | DDP Site | 5 |  | Sub Item | SA-IG-MI-CB-45 | POPC32UF | PLATE CALIBRATE 1 1/4" MODEL OPC32 CALIBRATED TO MM UL/FM APROVED | 16 |  |  |  |  | 16 | Set | 1 |  |  | 150
282 | OPI-SIS-043(A)-010 | 2022-10-30 | SACR-PL-SIS-043(A)-005 | ADISH-P-PO-GE-043(A) | SISICO | DDP Site | 5 |  | Sub Item | SA-IG-MI-No-360-2-26 | FEDR50UF | RADIAL NOZZLE 360º DE 2" MODE FEDR50 UL/FM APPROVED | 15 |  |  |  |  | 15 | Set | 1 |  |  | 150
283 | OPI-SIS-043(A)-010 | 2022-10-30 | SACR-PL-SIS-043(A)-005 | ADISH-P-PO-GE-043(A) | SISICO | DDP Site | 5 |  | Sub Item | SA-IG-MI-CB-45 | POPC50UF | PLATE CALIBRATE 2" MODEL POPC0 CALIBRATED TO MM UL/FM APPROED | 15 |  |  |  |  | 15 | Set | 1 |  |  | 150
284 | OPI-SIS-043(A)-010 | 2022-10-30 | SACR-PL-SIS-043(A)-005 | ADISH-P-PO-GE-043(A) | SISICO | DDP Site | 5 |  | Sub Item | SA-IG-MI-CB-45 | SE55 | SET OF PRINTED SAFETY SIGNS FR AN IG-55 PROTECTED AREA | 4 |  |  |  |  | 4 | Piece | 1 |  |  | 150
285 | OPI-SIS-043(A)-010 | 2022-10-30 | SACR-PL-SIS-043(A)-005 | ADISH-P-PO-GE-043(A) | SISICO | DDP Site | 5 |  | Sub Item | SA-IG-MI-CB-16 | 55B140D16U2SC | BANK OF 16 CYL IN DOUBLE ROW F 4,94 ft³. (140L) at 2900 psi(200 bar) IG-55, INERT-SIEXCT Constant Flow Technology MODL 56M140UFXX UL LISTED | 1 |  |  |  |  | 1 | Piece | 1 |  |  | 150
286 | OPI-SIS-043(A)-010 | 2022-10-30 | SACR-PL-SIS-043(A)-005 | ADISH-P-PO-GE-043(A) | SISICO | DDP Site | 5 |  | Sub Item | SA-IG-MI-CB-15 | 55B140D15U2SC | BANK OF 15 CYL IN DOUBLE ROW F 4,94 ft³. (140L) at 2900 psi(200 bar) IG-55, INERT-SIEXCT Constant Flow Technology MODL 56M140UFXX UL LISTED | 1 |  |  |  |  | 1 | Piece | 1 |  |  | 150
287 | OPI-SIS-043(A)-010 | 2022-10-30 | SACR-PL-SIS-043(A)-005 | ADISH-P-PO-GE-043(A) | SISICO | DDP Site | 5 |  | Sub Item | SA-IG-MI-CB-15 | POPRENA250UF3 | RDLow pressure switch, NO, mode POPRENA250, UL/FM approved, nrmally opened, it closes with ressure. INCLUDES HEXAGONAL ADPTER ADRD UL/FM APPROVED FOR RS-MAM-RD9/11 VALVE FILLING POR TO CONNECT PRESSURE SWITCH. | 31 |  |  |  |  | 31 | Set | 1 |  |  | 150
288 | OPI-SIS-043(A)-010 | 2022-10-30 | SACR-PL-SIS-043(A)-005 | ADISH-P-PO-GE-043(A) | SISICO | DDP Site | 5 |  | Sub Item | SA-IG-MI-BLV-1/4 | POVV8UF | BLEED VALVE OF 1/4" MODEL POV8 UL/FM APPROVED | 1 |  |  |  |  | 1 | Piece | 1 |  |  | 150
289 | OPI-SIS-043(A)-010 | 2022-10-30 | SACR-PL-SIS-043(A)-005 | ADISH-P-PO-GE-043(A) | SISICO | DDP Site | 5 |  | Sub Item | SA-IG-MI-CB-15 | POHELS | SIDE BRACKET FOR STANDALONE FOOR FASTENING. | 8 |  |  |  |  | 8 | Piece | 1 |  |  | 150
290 | OPI-SIS-043(A)-010 | 2022-10-30 | SACR-PL-SIS-043(A)-005 | ADISH-P-PO-GE-043(A) | SISICO | DDP Site | 5 |  | Sub Item | SA-IG-MI-CB-15 | POVALAN10SVU | CHECK VALVE 1/4" TO DIRECT TH FLOW FROM SELECTOR VALVES BETEEN CILINDERS OF BATTERY.UL/F approved. | 3 |  |  |  |  | 3 | Piece | 1 |  |  | 150
291 | OPI-SIS-043(A)-010 | 2022-10-30 | SACR-PL-SIS-043(A)-005 | ADISH-P-PO-GE-043(A) | SISICO | DDP Site | 5 |  | Sub Item | SA-IG-MI-CB-15 | POA8CUUF | ADAPTOR 1/4''BSP to COPPER TUE. UL/FM APPROVED | 3 |  |  |  |  | 3 | Piece | 1 |  |  | 150
292 | OPI-SIS-043(A)-010 | 2022-10-30 | SACR-PL-SIS-043(A)-005 | ADISH-P-PO-GE-043(A) | SISICO | DDP Site | 5 |  | Sub Item | SA-IG-MI-PC-150 | P6UF150S | NITROGEN (N2) PILOT CYLINDER F 0,24 ft³ (6,7 L) AT 1175 psi(150 bar) SIEXMODEL 100M6UFXX UL/FM APPROVED | 4 |  |  |  |  | 4 | Piece | 1 |  |  | 150
293 | OPI-SIS-043(A)-010 | 2022-10-30 | SACR-PL-SIS-043(A)-005 | ADISH-P-PO-GE-043(A) | SISICO | DDP Site | 5 |  | Sub Item | SA-IG-MI-LPS-NO-250UFRD-1 | POPRENA250UF1 | LOW PRESSURE SWITCH NORMALLY PEN (NO) RANGE 1450-3625 PSI (00-250 BAR) MODEL POPRENA250 U/FM APPROVED | 4 |  |  |  |  | 4 | Piece | 1 |  |  | 150
294 | OPI-SIS-043(A)-010 | 2022-10-30 | SACR-PL-SIS-043(A)-005 | ADISH-P-PO-GE-043(A) | SISICO | DDP Site | 5 |  | Sub Item | SA-IG-MI-REA-24 | SOLCAMDNCUF | REARMABLE ELECTRIC ACTUATOR HAD 24VCC-DC MODEL 227SOLC WHATINCLUDES MONITORING AND CONTRO HEAD MODEL 227AMDC . UL/FM APROVED | 4 |  |  |  |  | 4 | Piece | 1 |  |  | 150
295 | OPI-SIS-043(A)-010 | 2022-10-30 | SACR-PL-SIS-043(A)-005 | ADISH-P-PO-GE-043(A) | SISICO | DDP Site | 5 |  | Sub Item | SA-IG-MI-CB-15 | 227DMSUF | MANUAL ACTUATOR HEAD MODEL 22 DMS. UL/FM APPROVED. | 4 |  |  |  |  | 4 | Piece | 1 |  |  | 150
296 | OPI-SIS-043(A)-010 | 2022-10-30 | SACR-PL-SIS-043(A)-005 | ADISH-P-PO-GE-043(A) | SISICO | DDP Site | 5 |  | Sub Item | SA-IG-MI-CB-15 | HE6,7UF | FIXING BRACKET 6,7 L CYLINDER UL/FM | 4 |  |  |  |  | 4 | Piece | 1 |  |  | 150
297 | OPI-SIS-043(A)-010 | 2022-10-30 | SACR-PL-SIS-043(A)-005 | ADISH-P-PO-GE-043(A) | SISICO | DDP Site | 5 |  | Sub Item | SA-IG-MI-CB-15 | POA218UF | ADAPTOR W21,7 to 1/4" BSP. ULFM Approved | 4 |  |  |  |  | 4 | Piece | 1 |  |  | 150
298 | OPI-SIS-043(A)-010 | 2022-10-30 | SACR-PL-SIS-043(A)-005 | ADISH-P-PO-GE-043(A) | SISICO | DDP Site | 5 |  | Sub Item | SA-IG-MI-CB-15 | LADH11UF500 | FLEXIBLE ACTIVATION HOSE OF 1,69 IN. (500 MM.) MODEL DH-11 L/FM APPROVED | 4 |  |  |  |  | 4 | Piece | 1 |  |  | 150
299 | OPI-SIS-043(A)-010 | 2022-10-30 | SACR-PL-SIS-043(A)-005 | ADISH-P-PO-GE-043(A) | SISICO | DDP Site | 5 |  | Sub Item | SA-IG-MI-PDI-2L | CRETIRNI6/30UF | PNEUMATIC DELAY INDIRECT OF 2 EQUIPPED WITH RGS-MAM-4 VALVEFOR PILOT CYLINDER OF 6,7 LTS DELAY 30 S) UL/FM APPROVAL | 4 |  |  |  |  | 4 | Piece | 1 |  |  | 150
300 | OPI-SIS-043(A)-010 | 2022-10-30 | SACR-PL-SIS-043(A)-005 | ADISH-P-PO-GE-043(A) | SISICO | DDP Site | 5 |  | Sub Item | SA-IG-MI-CB-15 | ........ | Adaptors 1/2" to 1/4" | 8 |  |  |  |  | 8 | Piece | 1 |  |  | 150
301 | OPI-SIS-043(A)-010 | 2022-10-30 | SACR-PL-SIS-043(A)-005 | ADISH-P-PO-GE-043(A) | SISICO | DDP Site | 5 |  | Sub Item | SA-IG-MI-CB-15 | HE2,7UF | FIXING BRACKET MODEL HE2,7 FO 2L CYLINDERS. UL/FM | 4 |  |  |  |  | 4 | Piece | 1 |  |  | 150
302 | OPI-SIS-043(A)-010 | 2022-10-30 | SACR-PL-SIS-043(A)-005 | ADISH-P-PO-GE-043(A) | SISICO | DDP Site | 5 |  | Sub Item | SA-IG-MI-CB-15 | LADH11UF500 | FLEXIBLE ACTIVATION HOSE OF 1,69 IN. (500 MM.) MODEL DH-11 L/FM APPROVED | 4 |  |  |  |  | 4 | Piece | 1 |  |  | 150
303 | OPI-SIS-043(A)-010 | 2022-10-30 | SACR-PL-SIS-043(A)-005 | ADISH-P-PO-GE-043(A) | SISICO | DDP Site | 5 |  | Sub Item | SA-IG-MI-PC-95 | P0,08UF95RC | Nitrogen pilot cylinder of 0,8 L at 1377 psi (95 bar) RG Sytemsmodel 101M0,08UFX-X UL/F approved. | 4 |  |  |  |  | 4 | Piece | 1 |  |  | 150
304 | OPI-SIS-043(A)-010 | 2022-10-30 | SACR-PL-SIS-043(A)-005 | ADISH-P-PO-GE-043(A) | SISICO | DDP Site | 5 |  | Sub Item | SA-IG-MI-LPS-NO-150UF | POPRENA150UF | LOW PRESSURE SWITCH NORMALLY PEN (NO) RANGE 725-2175 PSI (5-150 BAR) MODEL POPRENA150 UL/M APPROVED | 4 |  |  |  |  | 4 | Piece | 1 |  |  | 150
305 | OPI-SIS-043(A)-010 | 2022-10-30 | SACR-PL-SIS-043(A)-005 | ADISH-P-PO-GE-043(A) | SISICO | DDP Site | 5 |  | Sub Item | SA-IG-MI-PA-227CN | 227CNCOUF | PNEUMATIC ACTUATOR HEAD MODEL227CN + 1/4" G ELBOW UL/FM APPOVED | 4 |  |  |  |  | 4 | Piece | 1 |  |  | 150
306 | OPI-SIS-043(A)-010 | 2022-10-30 | SACR-PL-SIS-043(A)-005 | ADISH-P-PO-GE-043(A) | SISICO | DDP Site | 5 |  | Sub Item | SA-IG-MI-CB-15 | HE008UF | FIXING BRACKET MODEL HE008 FO 0,08 LITRES CYLINDERS. UL/FM | 4 |  |  |  |  | 4 | Piece | 1 |  |  | 150
307 | OPI-SIS-043(A)-010 | 2022-10-30 | SACR-PL-SIS-043(A)-005 | ADISH-P-PO-GE-043(A) | SISICO | DDP Site | 5 |  | Sub Item | SA-IG-MI-BV-1 | SVA25SHUF | 1'' BLOCKING VALVE MODEL SVA2SH. . UL/FM APPROVED. | 1 |  |  |  |  | 1 | Piece | 1 |  |  | 150
308 | OPI-SIS-043(A)-010 | 2022-10-30 | SACR-PL-SIS-043(A)-005 | ADISH-P-PO-GE-043(A) | SISICO | DDP Site | 5 |  | Sub Item | SA-IG-MI-CB-15 | SVAFCUF | End of line for blocking valvs, with two contacts N/C and NA to send an electrical signalto the fire control station ULFM Approved | 4 |  |  |  |  | 4 | Piece | 1 |  |  | 150
309 | OPI-SIS-043(A)-010 | 2022-10-30 | SACR-PL-SIS-043(A)-005 | ADISH-P-PO-GE-043(A) | SISICO | DDP Site | 5 |  | Sub Item | SA-IG-MI-PS-POINPRE66LUF | POINPRE66LUF | Pressure switch, 1/4", model OINPRE 6-6L, UL/FM approved | 4 |  |  |  |  | 4 | Piece | 1 |  |  | 150
310 | OPI-SIS-043(A)-010 | 2022-10-30 | SACR-PL-SIS-043(A)-005 | ADISH-P-PO-GE-043(A) | SISICO | DDP Site | 5 |  | Sub Item | SA-IG-MI-CB-15 | POLATCUUF | Copper hose 6x4 mm. UL/FM Appoved | 40 |  |  |  |  | 40 | Set | 1 |  |  | 150
311 | OPI-SIS-043(A)-010 | 2022-10-30 | SACR-PL-SIS-043(A)-005 | ADISH-P-PO-GE-043(A) | SISICO | DDP Site | 5 |  | Sub Item | SA-IG-MI-CB-15 | POAD10MMUF | Union adaptor M-M model POAD1MMUF, UL/FM approved | 4 |  |  |  |  | 4 | Piece | 1 |  |  | 150
312 | OPI-SIS-043(A)-010 | 2022-10-30 | SACR-PL-SIS-043(A)-005 | ADISH-P-PO-GE-043(A) | SISICO | DDP Site | 5 |  | Sub Item | SA-IG-MI-No-360-1-10 | FEDR20UF | RADIAL NOZZLE 360º DE 3/4" MOEL FEDR20 UL/FM APPROVED | 16 |  |  |  |  | 16 | Set | 1 |  |  | 150
313 | OPI-SIS-043(A)-010 | 2022-10-30 | SACR-PL-SIS-043(A)-005 | ADISH-P-PO-GE-043(A) | SISICO | DDP Site | 5 |  | Sub Item | SA-IG-MI-CB-15 | POPC20UF | PLATE CALIBRATE 3/4" MODEL POC20 CALIBRATED TO MM UL/FM APPOVED | 16 |  |  |  |  | 16 | Set | 1 |  |  | 150
314 | OPI-SIS-043(A)-010 | 2022-10-30 | SACR-PL-SIS-043(A)-005 | ADISH-P-PO-GE-043(A) | SISICO | DDP Site | 5 |  | Sub Item | SA-IG-MI-No-360-1-10 | FEDR20UF | RADIAL NOZZLE 360º DE 3/4" MOEL FEDR20 UL/FM APPROVED | 2 |  |  |  |  | 2 | Piece | 1 |  |  | 150
315 | OPI-SIS-043(A)-010 | 2022-10-30 | SACR-PL-SIS-043(A)-005 | ADISH-P-PO-GE-043(A) | SISICO | DDP Site | 5 |  | Sub Item | SA-IG-MI-CB-15 | POPC20UF | PLATE CALIBRATE 3/4" MODEL POC20 CALIBRATED TO MM UL/FM APPOVED | 2 |  |  |  |  | 2 | Piece | 1 |  |  | 150
316 | OPI-SIS-043(A)-010 | 2022-10-30 | SACR-PL-SIS-043(A)-005 | ADISH-P-PO-GE-043(A) | SISICO | DDP Site | 5 |  | Sub Item | SA-IG-MI-CB-15 | FEDR25UF | RADIAL NOZZLE 360º DE 1" MODE FEDR25 UL/FM APPROVED | 10 |  |  |  |  | 10 | Set | 1 |  |  | 150
317 | OPI-SIS-043(A)-010 | 2022-10-30 | SACR-PL-SIS-043(A)-005 | ADISH-P-PO-GE-043(A) | SISICO | DDP Site | 5 |  | Sub Item | SA-IG-MI-CB-15 | POPC25UF | PLATE CALIBRATE 1" MODEL POPC5 CALIBRATED TO MM UL/FM APPROED | 10 |  |  |  |  | 10 | Set | 1 |  |  | 150
318 | OPI-SIS-043(A)-010 | 2022-10-30 | SACR-PL-SIS-043(A)-005 | ADISH-P-PO-GE-043(A) | SISICO | DDP Site | 5 |  | Sub Item | SA-IG-MI-CB-15 | FEDR32UF | RADIAL NOZZLE 360º DE 1 1/4" ODEL FEDR32 UL/FM APPROVED | 8 |  |  |  |  | 8 | Piece | 1 |  |  | 150
319 | OPI-SIS-043(A)-010 | 2022-10-30 | SACR-PL-SIS-043(A)-005 | ADISH-P-PO-GE-043(A) | SISICO | DDP Site | 5 |  | Sub Item | SA-IG-MI-CB-15 | POPC32UF | PLATE CALIBRATE 1 1/4" MODEL OPC32 CALIBRATED TO MM UL/FM APROVED | 8 |  |  |  |  | 8 | Piece | 1 |  |  | 150
320 | OPI-SIS-043(A)-010 | 2022-10-30 | SACR-PL-SIS-043(A)-005 | ADISH-P-PO-GE-043(A) | SISICO | DDP Site | 5 |  | Sub Item | SA-IG-MI-CB-15 | SE55 | SET OF PRINTED SAFETY SIGNS FR AN IG-55 PROTECTED AREA | 4 |  |  |  |  | 4 | Piece | 1 |  |  | 150
321 | OPI-SIS-043(A)-010 | 2022-10-30 | SACR-PL-SIS-043(A)-005 | ADISH-P-PO-GE-043(A) | SISICO | DDP Site | 5 |  | Sub Item | SA-IG-MI-CB-27 | 55B140D27U2SC | BANK OF 27 CYL IN DOUBLE ROW F 4,94 ft³. (140L) at 2900 psi(200 bar) IG-55, INERT-SIEXCT Constant Flow Technology MODL 56M140UFXX UL LISTED | 1 |  |  |  |  | 1 | Piece | 1 |  |  | 150
322 | OPI-SIS-043(A)-010 | 2022-10-30 | SACR-PL-SIS-043(A)-005 | ADISH-P-PO-GE-043(A) | SISICO | DDP Site | 5 |  | Sub Item | SA-IG-MI-LPS-NO-250UFRD-1 | POPRENA250UF2 | Low pressure switch, NO, mode POPRENA250, UL/FM approved, nrmally opened, it closes with ressure. INCLUDES HEXAGONAL ADPTER ADRD UL/FM APPROVED FOR RS-MAM-RD9/11 VALVE FILLING POR TO CONNECT PRESSURE SWITCH. | 27 |  |  |  |  | 27 | Set | 1 |  |  | 150
323 | OPI-SIS-043(A)-010 | 2022-10-30 | SACR-PL-SIS-043(A)-005 | ADISH-P-PO-GE-043(A) | SISICO | DDP Site | 5 |  | Sub Item | SA-IG-MI-BLV-1/4 | POVV8UF | BLEED VALVE OF 1/4" MODEL POV8 UL/FM APPROVED | 1 |  |  |  |  | 1 | Piece | 1 |  |  | 150
324 | OPI-SIS-043(A)-010 | 2022-10-30 | SACR-PL-SIS-043(A)-005 | ADISH-P-PO-GE-043(A) | SISICO | DDP Site | 5 |  | Sub Item | SA-IG-MI-CB-27 | POHELS | SIDE BRACKET FOR STANDALONE FOOR FASTENING. | 6 |  |  |  |  | 6 | Piece | 1 |  |  | 150
325 | OPI-SIS-043(A)-010 | 2022-10-30 | SACR-PL-SIS-043(A)-005 | ADISH-P-PO-GE-043(A) | SISICO | DDP Site | 5 |  | Sub Item | SA-IG-MI-CB-27 | POA8CUUF | ADAPTOR 1/4''BSP to COPPER TUE. UL/FM APPROVED | 1 |  |  |  |  | 1 | Piece | 1 |  |  | 150
326 | OPI-SIS-043(A)-010 | 2022-10-30 | SACR-PL-SIS-043(A)-005 | ADISH-P-PO-GE-043(A) | SISICO | DDP Site | 5 |  | Sub Item | SA-IG-MI-CB-27 | POVALAN10SVU | CHECK VALVE 1/4" TO DIRECT TH FLOW FROM SELECTOR VALVES BETEEN CILINDERS OF BATTERY.UL/F approved. | 2 |  |  |  |  | 2 | Piece | 1 |  |  | 150
327 | OPI-SIS-043(A)-010 | 2022-10-30 | SACR-PL-SIS-043(A)-005 | ADISH-P-PO-GE-043(A) | SISICO | DDP Site | 5 |  | Sub Item | SA-IG-MI-PC-150 | P6UF150S | NITROGEN (N2) PILOT CYLINDER F 0,24 ft³ (6,7 L) AT 1175 psi(150 bar) SIEXMODEL 100M6UFXX UL/FM APPROVED | 3 |  |  |  |  | 3 | Piece | 1 |  |  | 150
328 | OPI-SIS-043(A)-010 | 2022-10-30 | SACR-PL-SIS-043(A)-005 | ADISH-P-PO-GE-043(A) | SISICO | DDP Site | 5 |  | Sub Item | SA-IG-MI-CB-27 | POPRENA250UF1 | LOW PRESSURE SWITCH NORMALLY PEN (NO) RANGE 1450-3625 PSI (00-250 BAR) MODEL POPRENA250 U/FM APPROVED | 3 |  |  |  |  | 3 | Piece | 1 |  |  | 150
329 | OPI-SIS-043(A)-010 | 2022-10-30 | SACR-PL-SIS-043(A)-005 | ADISH-P-PO-GE-043(A) | SISICO | DDP Site | 5 |  | Sub Item | SA-IG-MI-REA-24 | SOLCAMDNCUF | REARMABLE ELECTRIC ACTUATOR HAD 24VCC-DC MODEL 227SOLC WHATINCLUDES MONITORING AND CONTRO HEAD MODEL 227AMDC . UL/FM APROVED | 3 |  |  |  |  | 3 | Piece | 1 |  |  | 150
330 | OPI-SIS-043(A)-010 | 2022-10-30 | SACR-PL-SIS-043(A)-005 | ADISH-P-PO-GE-043(A) | SISICO | DDP Site | 5 |  | Sub Item | SA-IG-MI-CB-27 | 227DMSUF | MANUAL ACTUATOR HEAD MODEL 22 DMS. UL/FM APPROVED. | 3 |  |  |  |  | 3 | Piece | 1 |  |  | 150
331 | OPI-SIS-043(A)-010 | 2022-10-30 | SACR-PL-SIS-043(A)-005 | ADISH-P-PO-GE-043(A) | SISICO | DDP Site | 5 |  | Sub Item | SA-IG-MI-CB-27 | HE6,7UF | FIXING BRACKET 6,7 L CYLINDER UL/FM | 3 |  |  |  |  | 3 | Piece | 1 |  |  | 150
332 | OPI-SIS-043(A)-010 | 2022-10-30 | SACR-PL-SIS-043(A)-005 | ADISH-P-PO-GE-043(A) | SISICO | DDP Site | 5 |  | Sub Item | SA-IG-MI-CB-27 | POA218UF | ADAPTOR W21,7 to 1/4" BSP. ULFM Approved | 3 |  |  |  |  | 3 | Piece | 1 |  |  | 150
333 | OPI-SIS-043(A)-010 | 2022-10-30 | SACR-PL-SIS-043(A)-005 | ADISH-P-PO-GE-043(A) | SISICO | DDP Site | 5 |  | Sub Item | SA-IG-MI-CB-27 | LADH11UF500 | FLEXIBLE ACTIVATION HOSE OF 1,69 IN. (500 MM.) MODEL DH-11 L/FM APPROVED | 3 |  |  |  |  | 3 | Piece | 1 |  |  | 150
334 | OPI-SIS-043(A)-010 | 2022-10-30 | SACR-PL-SIS-043(A)-005 | ADISH-P-PO-GE-043(A) | SISICO | DDP Site | 5 |  | Sub Item | SA-IG-MI-PDI-2L | CRETIRNI6/30UF | PNEUMATIC DELAY INDIRECT OF 2 EQUIPPED WITH RGS-MAM-4 VALVEFOR PILOT CYLINDER OF 6,7 LTS DELAY 30 S) UL/FM APPROVAL | 3 |  |  |  |  | 3 | Piece | 1 |  |  | 150
335 | OPI-SIS-043(A)-010 | 2022-10-30 | SACR-PL-SIS-043(A)-005 | ADISH-P-PO-GE-043(A) | SISICO | DDP Site | 5 |  | Sub Item | SA-IG-MI-CB-27 | ........ | Adaptors 1/2" to 1/4" | 6 |  |  |  |  | 6 | Piece | 1 |  |  | 150
336 | OPI-SIS-043(A)-010 | 2022-10-30 | SACR-PL-SIS-043(A)-005 | ADISH-P-PO-GE-043(A) | SISICO | DDP Site | 5 |  | Sub Item | SA-IG-MI-CB-27 | HE2,7UF | FIXING BRACKET MODEL HE2,7 FO 2L CYLINDERS. UL/FM | 3 |  |  |  |  | 3 | Piece | 1 |  |  | 150
337 | OPI-SIS-043(A)-010 | 2022-10-30 | SACR-PL-SIS-043(A)-005 | ADISH-P-PO-GE-043(A) | SISICO | DDP Site | 5 |  | Sub Item | SA-IG-MI-CB-27 | LADH11UF500 | FLEXIBLE ACTIVATION HOSE OF 1,69 IN. (500 MM.) MODEL DH-11 L/FM APPROVED | 3 |  |  |  |  | 3 | Piece | 1 |  |  | 150
338 | OPI-SIS-043(A)-010 | 2022-10-30 | SACR-PL-SIS-043(A)-005 | ADISH-P-PO-GE-043(A) | SISICO | DDP Site | 5 |  | Sub Item | SA-IG-MI-PC-95 | P0,08U95SC | Nitrogen pilot cylinder of 0,8 L at 1377 psi (95 bar) Siex ystemsmodel 101M0,08UFX-X ULFM approved. | 3 |  |  |  |  | 3 | Piece | 1 |  |  | 150
339 | OPI-SIS-043(A)-010 | 2022-10-30 | SACR-PL-SIS-043(A)-005 | ADISH-P-PO-GE-043(A) | SISICO | DDP Site | 5 |  | Sub Item | SA-IG-MI-LPS-NO-150UF | POPRENA150UF | LOW PRESSURE SWITCH NORMALLY PEN (NO) RANGE 725-2175 PSI (5-150 BAR) MODEL POPRENA150 UL/M APPROVED | 3 |  |  |  |  | 3 | Piece | 1 |  |  | 150
340 | OPI-SIS-043(A)-010 | 2022-10-30 | SACR-PL-SIS-043(A)-005 | ADISH-P-PO-GE-043(A) | SISICO | DDP Site | 5 |  | Sub Item | SA-IG-MI-CB-27 | 227CNCOUF | PNEUMATIC ACTUATOR HEAD MODEL227CN + 1/4" G ELBOW UL/FM APPOVED | 3 |  |  |  |  | 3 | Piece | 1 |  |  | 150
341 | OPI-SIS-043(A)-010 | 2022-10-30 | SACR-PL-SIS-043(A)-005 | ADISH-P-PO-GE-043(A) | SISICO | DDP Site | 5 |  | Sub Item | SA-IG-MI-CB-27 | HE008UF | FIXING BRACKET MODEL HE008 FO 0,08 LITRES CYLINDERS. UL/FM | 3 |  |  |  |  | 3 | Piece | 1 |  |  | 150
342 | OPI-SIS-043(A)-010 | 2022-10-30 | SACR-PL-SIS-043(A)-005 | ADISH-P-PO-GE-043(A) | SISICO | DDP Site | 5 |  | Sub Item | SA-IG-MI-CB-27 | LADH11UF500 | FLEXIBLE ACTIVATION HOSE OF 1,69 IN. (500 MM.) MODEL DH-11 L/FM APPROVED | 3 |  |  |  |  | 3 | Piece | 1 |  |  | 150
343 | OPI-SIS-043(A)-010 | 2022-10-30 | SACR-PL-SIS-043(A)-005 | ADISH-P-PO-GE-043(A) | SISICO | DDP Site | 5 |  | Sub Item | SA-IG-MI-CB-27 | POAD10MMUF | Union adaptor M-M model POAD1MMUF, UL/FM approved | 3 |  |  |  |  | 3 | Piece | 1 |  |  | 150
344 | OPI-SIS-043(A)-010 | 2022-10-30 | SACR-PL-SIS-043(A)-005 | ADISH-P-PO-GE-043(A) | SISICO | DDP Site | 5 |  | Sub Item | SA-IG-MI-PC-200 | P2U200SC | NITROGEN (N2) PILOT CYLINDER F 0,07 ft³ (2 L) AT 2900 psi (00 bar) SIEXWITH CONSTANT FLW AND PRESURE VALVE MODEL 101MUX-X UL LISTED | 3 |  |  |  |  | 3 | Piece | 1 |  |  | 150
345 | OPI-SIS-043(A)-010 | 2022-10-30 | SACR-PL-SIS-043(A)-005 | ADISH-P-PO-GE-043(A) | SISICO | DDP Site | 5 |  | Sub Item | SA-IG-MI-LPS-NO-250UFRD-1 | POPRENA250UF3 | RDLow pressure switch, NO, mode POPRENA250, UL/FM approved, nrmally opened, it closes with ressure. INCLUDES HEXAGONAL ADPTER ADRD UL/FM APPROVED FOR RS-MAM-RD9/11 VALVE FILLING POR TO CONNECT PRESSURE SWITCH. | 3 |  |  |  |  | 3 | Piece | 1 |  |  | 150
346 | OPI-SIS-043(A)-010 | 2022-10-30 | SACR-PL-SIS-043(A)-005 | ADISH-P-PO-GE-043(A) | SISICO | DDP Site | 5 |  | Sub Item | SA-IG-MI-CB-27 | HE2,7UF | FIXING BRACKET MODEL HE2,7 FO 2L CYLINDERS. UL/FM | 3 |  |  |  |  | 3 | Piece | 1 |  |  | 150
347 | OPI-SIS-043(A)-010 | 2022-10-30 | SACR-PL-SIS-043(A)-005 | ADISH-P-PO-GE-043(A) | SISICO | DDP Site | 5 |  | Sub Item | SA-IG-MI-CB-27 | POA21CUUF | W21,7 to copper tube adaptor.UL/FM approved | 3 |  |  |  |  | 3 | Piece | 1 |  |  | 150
348 | OPI-SIS-043(A)-010 | 2022-10-30 | SACR-PL-SIS-043(A)-005 | ADISH-P-PO-GE-043(A) | SISICO | DDP Site | 5 |  | Sub Item | SA-IG-MI-SV-1.1/2 | POCOLV65-3 | SELECTOR VALVE MANIFOLD 2-1/2 DIAMETER, 3 INLETS. | 1 |  |  |  |  | 1 | Piece | 1 |  |  | 150
349 | OPI-SIS-043(A)-010 | 2022-10-30 | SACR-PL-SIS-043(A)-005 | ADISH-P-PO-GE-043(A) | SISICO | DDP Site | 5 |  | Sub Item | SA-IG-MI-MAF-110UF | VREC110UF | Manifold pressure relief valv, model VREC (110), UL/FM apprved | 1 |  |  |  |  | 1 | Piece | 1 |  |  | 150
350 | OPI-SIS-043(A)-010 | 2022-10-30 | SACR-PL-SIS-043(A)-005 | ADISH-P-PO-GE-043(A) | SISICO | DDP Site | 5 |  | Sub Item | SA-IG-MI-CB-27 | POVD65UF | 2-1/2'' SELECTOR VALVE MODEL VD65. APROBADO UL/FM. | 1 |  |  |  |  | 1 | Piece | 1 |  |  | 150
351 | OPI-SIS-043(A)-010 | 2022-10-30 | SACR-PL-SIS-043(A)-005 | ADISH-P-PO-GE-043(A) | SISICO | DDP Site | 5 |  | Sub Item | SA-IG-MI-CB-27 | POVD50SHUF | 2'' SELECTOR VALVE MODEL SVD5SH. UL/FM APPROVED. | 1 |  |  |  |  | 1 | Piece | 1 |  |  | 150
352 | OPI-SIS-043(A)-010 | 2022-10-30 | SACR-PL-SIS-043(A)-005 | ADISH-P-PO-GE-043(A) | SISICO | DDP Site | 5 |  | Sub Item | SA-IG-MI-SV-1.1/4 | POVD32SHUF | 1-1/4'' SELECTOR VALVE MODEL VD32SH. UL/FM APPROVED. | 1 |  |  |  |  | 1 | Piece | 1 |  |  | 150
353 | OPI-SIS-043(A)-010 | 2022-10-30 | SACR-PL-SIS-043(A)-005 | ADISH-P-PO-GE-043(A) | SISICO | DDP Site | 5 |  | Sub Item | SA-IG-MI-BV-1.1/2 | SVA65UF | 2-1/2'' BLOCKING VALVE MODEL VA65. UL/FM APPROVED. | 1 |  |  |  |  | 1 | Piece | 1 |  |  | 150
354 | OPI-SIS-043(A)-010 | 2022-10-30 | SACR-PL-SIS-043(A)-005 | ADISH-P-PO-GE-043(A) | SISICO | DDP Site | 5 |  | Sub Item | SA-IG-MI-CB-27 | SVA50SHUF | 2'' BLOCKING VALVE MODEL SVA5SH. . UL/FM APPROVED. | 1 |  |  |  |  | 1 | Piece | 1 |  |  | 150
355 | OPI-SIS-043(A)-010 | 2022-10-30 | SACR-PL-SIS-043(A)-005 | ADISH-P-PO-GE-043(A) | SISICO | DDP Site | 5 |  | Sub Item | SA-IG-MI-BV-1.1/4 | SVA32SHUF | 1-1/4'' BLOCKING VALVE MODEL VA32SH. . UL/FM APPROVED. | 1 |  |  |  |  | 1 | Piece | 1 |  |  | 150
356 | OPI-SIS-043(A)-010 | 2022-10-30 | SACR-PL-SIS-043(A)-005 | ADISH-P-PO-GE-043(A) | SISICO | DDP Site | 5 |  | Sub Item | SA-IG-MI-CB-27 | SVAFCUF | End of line for blocking valvs, with two contacts N/C and NA to send an electrical signalto the fire control station ULFM Approved | 3 |  |  |  |  | 3 | Piece | 1 |  |  | 150
357 | OPI-SIS-043(A)-010 | 2022-10-30 | SACR-PL-SIS-043(A)-005 | ADISH-P-PO-GE-043(A) | SISICO | DDP Site | 5 |  | Sub Item | SA-IG-MI-PS-POINPRE66LUF | POINPRE66LUF | Pressure switch, 1/4", model OINPRE 6-6L, UL/FM approved | 3 |  |  |  |  | 3 | Piece | 1 |  |  | 150
358 | OPI-SIS-043(A)-010 | 2022-10-30 | SACR-PL-SIS-043(A)-005 | ADISH-P-PO-GE-043(A) | SISICO | DDP Site | 5 |  | Sub Item | SA-IG-MI-CB-27 | POLATCUUF | Copper hose 6x4 mm. UL/FM Appoved | 30 |  |  |  |  | 30 | Set | 1 |  |  | 150
359 | OPI-SIS-043(A)-010 | 2022-10-30 | SACR-PL-SIS-043(A)-005 | ADISH-P-PO-GE-043(A) | SISICO | DDP Site | 5 |  | Sub Item | SA-IG-MI-PSE-0.8 | CSIRNUF | PENUMATIC SIREN 0,8mm APPROVE UL/FM | 3 |  |  |  |  | 3 | Piece | 1 |  |  | 150
360 | OPI-SIS-043(A)-010 | 2022-10-30 | SACR-PL-SIS-043(A)-005 | ADISH-P-PO-GE-043(A) | SISICO | DDP Site | 5 |  | Sub Item | SA-IG-MI-CB-27 | POAD10MMUF | Union adaptor M-M model POAD1MMUF, UL/FM approved | 3 |  |  |  |  | 3 | Piece | 1 |  |  | 150
361 | OPI-SIS-043(A)-010 | 2022-10-30 | SACR-PL-SIS-043(A)-005 | ADISH-P-PO-GE-043(A) | SISICO | DDP Site | 5 |  | Sub Item | SA-IG-MI-CB-27 | FEDR25UF | RADIAL NOZZLE 360º DE 1" MODE FEDR25 UL/FM APPROVED | 8 |  |  |  |  | 8 | Piece | 1 |  |  | 150
362 | OPI-SIS-043(A)-010 | 2022-10-30 | SACR-PL-SIS-043(A)-005 | ADISH-P-PO-GE-043(A) | SISICO | DDP Site | 5 |  | Sub Item | SA-IG-MI-CB-27 | POPC25UF | PLATE CALIBRATE 1" MODEL POPC5 CALIBRATED TO MM UL/FM APPROED | 8 |  |  |  |  | 8 | Piece | 1 |  |  | 150
363 | OPI-SIS-043(A)-010 | 2022-10-30 | SACR-PL-SIS-043(A)-005 | ADISH-P-PO-GE-043(A) | SISICO | DDP Site | 5 |  | Sub Item | SA-IG-MI-CB-27 | FEDR20UF | RADIAL NOZZLE 360º DE 3/4" MOEL FEDR20 UL/FM APPROVED | 10 |  |  |  |  | 10 | Set | 1 |  |  | 150
364 | OPI-SIS-043(A)-010 | 2022-10-30 | SACR-PL-SIS-043(A)-005 | ADISH-P-PO-GE-043(A) | SISICO | DDP Site | 5 |  | Sub Item | SA-IG-MI-CB-27 | POPC20UF | PLATE CALIBRATE 3/4" MODEL POC20 CALIBRATED TO MM UL/FM APPOVED | 10 |  |  |  |  | 10 | Set | 1 |  |  | 150
365 | OPI-SIS-043(A)-010 | 2022-10-30 | SACR-PL-SIS-043(A)-005 | ADISH-P-PO-GE-043(A) | SISICO | DDP Site | 5 |  | Sub Item | SA-IG-MI-CB-27 | FEDR20UF | RADIAL NOZZLE 360º DE 3/4" MOEL FEDR20 UL/FM APPROVED | 6 |  |  |  |  | 6 | Piece | 1 |  |  | 150
366 | OPI-SIS-043(A)-010 | 2022-10-30 | SACR-PL-SIS-043(A)-005 | ADISH-P-PO-GE-043(A) | SISICO | DDP Site | 5 |  | Sub Item | SA-IG-MI-CB-27 | POPC20UF | PLATE CALIBRATE 3/4" MODEL POC20 CALIBRATED TO MM UL/FM APPOVED | 6 |  |  |  |  | 6 | Piece | 1 |  |  | 150
367 | OPI-SIS-043(A)-010 | 2022-10-30 | SACR-PL-SIS-043(A)-005 | ADISH-P-PO-GE-043(A) | SISICO | DDP Site | 5 |  | Sub Item | SA-IG-MI-CB-27 | FEDR15UF | RADIAL NOZZLE 360º DE 1/2" MOEL FEDR15 UL/FM APPROVED | 8 |  |  |  |  | 8 | Piece | 1 |  |  | 150
368 | OPI-SIS-043(A)-010 | 2022-10-30 | SACR-PL-SIS-043(A)-005 | ADISH-P-PO-GE-043(A) | SISICO | DDP Site | 5 |  | Sub Item | SA-IG-MI-CB-27 | POPC15UF | PLATE CALIBRATE 1/2" MODEL POC15 CALIBRATED TO MM UL/FM APPOVED | 8 |  |  |  |  | 8 | Piece | 1 |  |  | 150
369 | OPI-SIS-043(A)-010 | 2022-10-30 | SACR-PL-SIS-043(A)-005 | ADISH-P-PO-GE-043(A) | SISICO | DDP Site | 5 |  | Sub Item | SA-IG-MI-CB-27 | FEDR20UF | RADIAL NOZZLE 360º DE 3/4" MOEL FEDR20 UL/FM APPROVED | 2 |  |  |  |  | 2 | Piece | 1 |  |  | 150
370 | OPI-SIS-043(A)-010 | 2022-10-30 | SACR-PL-SIS-043(A)-005 | ADISH-P-PO-GE-043(A) | SISICO | DDP Site | 5 |  | Sub Item | SA-IG-MI-CB-27 | POPC20UF | PLATE CALIBRATE 3/4" MODEL POC20 CALIBRATED TO MM UL/FM APPOVED | 2 |  |  |  |  | 2 | Piece | 1 |  |  | 150
371 | OPI-SIS-043(A)-010 | 2022-10-30 | SACR-PL-SIS-043(A)-005 | ADISH-P-PO-GE-043(A) | SISICO | DDP Site | 5 |  | Sub Item | SA-IG-MI-CB-27 | SE55 | SET OF PRINTED SAFETY SIGNS FR AN IG-55 PROTECTED AREA | 3 |  |  |  |  | 3 | Piece | 1 |  |  | 150
372 | OPI-SIS-043(A)-010 | 2022-10-30 | SACR-PL-SIS-043(A)-005 | ADISH-P-PO-GE-043(A) | SISICO | DDP Site | 5 |  | Sub Item | SA-IG-MI-CB-27 | LADH11UF500 | FLEXIBLE ACTIVATION HOSE OF 1,69 IN. (500 MM.) MODEL DH-11 L/FM APPROVED | 4 |  |  |  |  | 4 | Piece | 1 |  |  | 150
373 | OPI-SIS-043(A)-010 | 2022-10-30 | SACR-PL-SIS-043(A)-005 | ADISH-P-PO-GE-043(A) | SISICO | DDP Site | 5 |  | Sub Item | SA-IG-MI-CB-27 | POA8CUUF | ADAPTOR 1/4''BSP to COPPER TUE. UL/FM APPROVED | 5 |  |  |  |  | 5 | Piece | 1 |  |  | 150
374 | OPI-SIS-043(A)-010 | 2022-10-30 | SACR-PL-SIS-043(A)-005 | ADISH-P-PO-GE-043(A) | SISICO | DDP Site | 5 |  | Sub Item | SA-IG-MI-CB-27 | POA218UF | ADAPTOR W21,7 to 1/4" BSP. ULFM Approved | 2 |  |  |  |  | 2 | Piece | 1 |  |  | 150
375 | OPI-SIS-043(A)-010 | 2022-10-30 | SACR-PL-SIS-043(A)-005 | ADISH-P-PO-GE-043(A) | SISICO | DDP Site | 5 |  | Sub Item | SA-IG-MI-CB-27 | 227TEUF | "T" MALE 1/4"G MODEL SIEX UL/M APPROVED | 3 |  |  |  |  | 3 | Piece | 1 |  |  | 150
376 | OPI-SIS-043(A)-010 | 2022-10-30 | SACR-PL-SIS-043(A)-005 | ADISH-P-PO-GE-043(A) | SISICO | DDP Site | 5 |  | Sub Item | SA-IG-MI-CB-27 | POAD10MMUF | Union adaptor M-M model POAD1MMUF, UL/FM approved | 5 |  |  |  |  | 5 | Piece | 1 |  |  | 150
377 | OPI-SIS-043(A)-010 | 2022-10-30 | SACR-PL-SIS-043(A)-005 | ADISH-P-PO-GE-043(A) | SISICO | DDP Site | 5 |  | Sub Item | SA-IG-MI-CB-27 | POVALAN10UF | Check valve in-line 1/4" stailess steel model VALAN-WFR8, U/FM Approved | 2 |  |  |  |  | 2 | Piece | 1 |  |  | 150
378 | OPI-SIS-043(A)-010 | 2022-10-30 | SACR-PL-SIS-043(A)-005 | ADISH-P-PO-GE-043(A) | SISICO | DDP Site | 5 |  | Sub Item | SA-IG-MI-CB-27 | LADH11UF500 | FLEXIBLE ACTIVATION HOSE OF 1,69 IN. (500 MM.) MODEL DH-11 L/FM APPROVED | 2 |  |  |  |  | 2 | Piece | 1 |  |  | 150
379 | OPI-SIS-043(A)-010 | 2022-10-30 | SACR-PL-SIS-043(A)-005 | ADISH-P-PO-GE-043(A) | SISICO | DDP Site | 5 |  | Sub Item | SA-IG-MI-CB-27 | LDDH15UF850 | FLEXIBLE DISCHARGE HOSE OF 3346 IN. (850 MM.) MODEL DH-15 U/FM APPROVED | 2 |  |  |  |  | 2 | Piece | 1 |  |  | 150
380 | OPI-SIS-043(A)-010 | 2022-10-30 | SACR-PL-SIS-043(A)-005 | ADISH-P-PO-GE-043(A) | SISICO | DDP Site | 5 |  | Sub Item | SA-IG-MI-CB-27 | UF40I55-P200 | GAUGE UL/FM IG-55 200BAR | 1 |  |  |  |  | 1 | Piece | 1 |  |  | 150
381 | OPI-SIS-043(A)-010 | 2022-10-30 | SACR-PL-SIS-043(A)-005 | ADISH-P-PO-GE-043(A) | SISICO | DDP Site | 5 |  | Sub Item | SA-IG-MI-LPS-NO-250UFRD-1 | POPRENA250UF3 | RDLow pressure switch, NO, mode POPRENA250, UL/FM approved, nrmally opened, it closes with ressure. INCLUDES HEXAGONAL ADPTER ADRD UL/FM APPROVED FOR RS-MAM-RD9/11 VALVE FILLING POR TO CONNECT PRESSURE SWITCH. | 2 |  |  |  |  | 2 | Piece | 1 |  |  | 150
382 | OPI-SIS-043(A)-010 | 2022-10-30 | SACR-PL-SIS-043(A)-005 | ADISH-P-PO-GE-043(A) | SISICO | DDP Site | 5 |  | Sub Item | SA-IG-MI-CB-16 | LADH11UF500 | FLEXIBLE ACTIVATION HOSE OF 1,69 IN. (500 MM.) MODEL DH-11 L/FM APPROVED | 4 |  |  |  |  | 4 | Piece | 1 |  |  | 150
383 | OPI-SIS-043(A)-010 | 2022-10-30 | SACR-PL-SIS-043(A)-005 | ADISH-P-PO-GE-043(A) | SISICO | DDP Site | 5 |  | Sub Item | SA-IG-MI-CB-16 | POAD10MMUF | Union adaptor M-M model POAD1MMUF, UL/FM approved | 4 |  |  |  |  | 4 | Piece | 1 |  |  | 150
384 | OPI-SIS-043(A)-010 | 2022-10-30 | SACR-PL-SIS-043(A)-005 | ADISH-P-PO-GE-043(A) | SISICO | DDP Site | 5 |  | Sub Item | SA-IG-MI-CB-16 | P2UF200RC | NITROGEN (N2) PILOT CYLINDER F 0,07 ft³ (2 L) AT 2900 psi (00 bar) RG SYSTEMSWITH CONSTNT FLOW AND PRESURE VALVE MODE 101M2UFX-X UL/FM APPROVED | 4 |  |  |  |  | 4 | Piece | 1 |  |  | 150
385 | OPI-SIS-043(A)-010 | 2022-10-30 | SACR-PL-SIS-043(A)-005 | ADISH-P-PO-GE-043(A) | SISICO | DDP Site | 5 |  | Sub Item | SA-IG-MI-CB-16 | POPRENA250UF3 | RDLow pressure switch, NO, mode POPRENA250, UL/FM approved, nrmally opened, it closes with ressure. INCLUDES HEXAGONAL ADPTER ADRD UL/FM APPROVED FOR RS-MAM-RD9/11 VALVE FILLING POR TO CONNECT PRESSURE SWITCH. | 4 |  |  |  |  | 4 | Piece | 1 |  |  | 150
386 | OPI-SIS-043(A)-010 | 2022-10-30 | SACR-PL-SIS-043(A)-005 | ADISH-P-PO-GE-043(A) | SISICO | DDP Site | 5 |  | Sub Item | SA-IG-MI-CB-16 | HE2,7UF | FIXING BRACKET MODEL HE2,7 FO 2L CYLINDERS. UL/FM | 4 |  |  |  |  | 4 | Piece | 1 |  |  | 150
387 | OPI-SIS-043(A)-010 | 2022-10-30 | SACR-PL-SIS-043(A)-005 | ADISH-P-PO-GE-043(A) | SISICO | DDP Site | 5 |  | Sub Item | SA-IG-MI-CB-16 | POA21CUUF | W21,7 to copper tube adaptor.UL/FM approved | 4 |  |  |  |  | 4 | Piece | 1 |  |  | 150
388 | OPI-SIS-043(A)-010 | 2022-10-30 | SACR-PL-SIS-043(A)-005 | ADISH-P-PO-GE-043(A) | SISICO | DDP Site | 5 |  | Sub Item | SA-IG-MI-CB-16 | POCOLV65-4 | SELECTOR VALVE MANIFOLD 2-1/2 DIAMETER, 4 INLETS. | 1 |  |  |  |  | 1 | Piece | 1 |  |  | 150
389 | OPI-SIS-043(A)-010 | 2022-10-30 | SACR-PL-SIS-043(A)-005 | ADISH-P-PO-GE-043(A) | SISICO | DDP Site | 5 |  | Sub Item | SA-IG-MI-CB-16 | VREC110UF | Manifold pressure relief valv, model VREC (110), UL/FM apprved | 1 |  |  |  |  | 1 | Piece | 1 |  |  | 150
390 | OPI-SIS-043(A)-010 | 2022-10-30 | SACR-PL-SIS-043(A)-005 | ADISH-P-PO-GE-043(A) | SISICO | DDP Site | 5 |  | Sub Item | SA-IG-MI-CB-16 | POVD65UF | 2-1/2'' SELECTOR VALVE MODEL VD65. APROBADO UL/FM. | 2 |  |  |  |  | 2 | Piece | 1 |  |  | 150
391 | OPI-SIS-043(A)-010 | 2022-10-30 | SACR-PL-SIS-043(A)-005 | ADISH-P-PO-GE-043(A) | SISICO | DDP Site | 5 |  | Sub Item | SA-IG-MI-CB-16 | POVD50SHUF | 2'' SELECTOR VALVE MODEL SVD5SH. UL/FM APPROVED. | 1 |  |  |  |  | 1 | Piece | 1 |  |  | 150
392 | OPI-SIS-043(A)-010 | 2022-10-30 | SACR-PL-SIS-043(A)-005 | ADISH-P-PO-GE-043(A) | SISICO | DDP Site | 5 |  | Sub Item | SA-IG-MI-CB-16 | POVD25SHUF | 1'' SELECTOR VALVE MODEL SVD2SH. UL/FM APPROVED. | 1 |  |  |  |  | 1 | Piece | 1 |  |  | 150
393 | OPI-SIS-043(A)-010 | 2022-10-30 | SACR-PL-SIS-043(A)-005 | ADISH-P-PO-GE-043(A) | SISICO | DDP Site | 5 |  | Sub Item | SA-IG-MI-CB-16 | SVA65UF | 2-1/2'' BLOCKING VALVE MODEL VA65. UL/FM APPROVED. | 2 |  |  |  |  | 2 | Piece | 1 |  |  | 150
394 | OPI-SIS-043(A)-010 | 2022-10-30 | SACR-PL-SIS-043(A)-005 | ADISH-P-PO-GE-043(A) | SISICO | DDP Site | 5 |  | Sub Item | SA-IG-MI-CB-16 | SVA50SHUF | 2'' BLOCKING VALVE MODEL SVA5SH. . UL/FM APPROVED. | 1 |  |  |  |  | 1 | Piece | 1 |  |  | 150
395 | OPI-SIS-043(A)-010 | 2022-10-30 | SACR-PL-SIS-043(A)-005 | ADISH-P-PO-GE-043(A) | SISICO | DDP Site | 5 |  | Sub Item | SA-IG-MI-PSE-0.8 | CSIRNUF | PENUMATIC SIREN 0,8mm APPROVE UL/FM | 4 |  |  |  |  | 4 | Piece | 1 |  |  | 150
403 | OPI-SIS-043(A)-005 | 2022-05-15 | SACR-PL-SIS-043(A)-006 | ADISH-P-PO-GE-043(A) | SISICO | DDP Site | 6 |  | Main Item | - | SA-IG-PI-C-1" | CAP ,1" , 3000 , CS-Galv. , THD | 1 |  |  |  |  | 1 | Piece |  |  |  | 180
404 | OPI-SIS-043(A)-005 | 2022-05-15 | SACR-PL-SIS-043(A)-006 | ADISH-P-PO-GE-043(A) | SISICO | DDP Site | 6 |  | Main Item | - | SA-IG-PI-HN-1"x1" | COUP , 3000LB GALVANIZED C.S HEX NIPPLE , ASTM A105 GR.B , 1"x1" | 1 |  |  |  |  | 1 | Piece |  |  |  | 180
405 | OPI-SIS-043(A)-005 | 2022-05-15 | SACR-PL-SIS-043(A)-006 | ADISH-P-PO-GE-043(A) | SISICO | DDP Site | 6 |  | Main Item | - | SA-IG-PI-HN-1"x1/4" | COUP , 3000LB GALVANIZED C.S HEX NIPPLE , ASTM A105 GR.B , 1"x1/4" | 4 |  |  |  |  | 4 | PCS |  |  |  | 180
406 | OPI-SIS-043(A)-005 | 2022-05-15 | SACR-PL-SIS-043(A)-006 | ADISH-P-PO-GE-043(A) | SISICO | DDP Site | 6 |  | Main Item | - | SA-IG-PI-E9-1" | ELBO , 90 DEGREE 3000LB GALVANIZE C.S THREADED ELBOW , ASTM A105 GR.B , 1" | 8 |  |  |  |  | 8 | PCS |  |  |  | 180
407 | OPI-SIS-043(A)-005 | 2022-05-15 | SACR-PL-SIS-043(A)-006 | ADISH-P-PO-GE-043(A) | SISICO | DDP Site | 6 |  | Main Item | - | SA-IG-PI-TE-2.1/2" | TEE , 3000LB STRAIGHT GALVANIZED C.S THREADED TEE , ASTM A105 GR.B , 2.1/2" | 10 |  |  |  |  | 10 | PCS |  |  |  | 180
408 | OPI-SIS-043(A)-005 | 2022-05-15 | SACR-PL-SIS-043(A)-006 | ADISH-P-PO-GE-043(A) | SISICO | DDP Site | 6 |  | Main Item | - | SA-IG-PI-E9-1.1/2" | ELBO , 90 DEGREE 3000LB GALVANIZE C.S THREADED ELBOW , ASTM A105 GR.B , 1.1/2" | 4 |  |  |  |  | 4 | PCS |  |  |  | 180
409 | OPI-SIS-043(A)-005 | 2022-05-15 | SACR-PL-SIS-043(A)-006 | ADISH-P-PO-GE-043(A) | SISICO | DDP Site | 6 |  | Main Item | - | SA-IG-PI-E9-2" | ELBO , 90 DEGREE 3000LB GALVANIZE C.S THREADED ELBOW , ASTM A105 GR.B , 2" | 8 |  |  |  |  | 8 | PCS |  |  |  | 180
410 | OPI-SIS-043(A)-005 | 2022-05-15 | SACR-PL-SIS-043(A)-006 | ADISH-P-PO-GE-043(A) | SISICO | DDP Site | 6 |  | Main Item | - | SA-IG-PI-E9-2.1/2" | ELBO , 90 DEGREE 3000LB GALVANIZE C.S THREADED ELBOW , ASTM A105 GR.B , 2.1/2" | 8 |  |  |  |  | 8 | PCS |  |  |  | 180
411 | OPI-SIS-043(A)-005 | 2022-05-15 | SACR-PL-SIS-043(A)-006 | ADISH-P-PO-GE-043(A) | SISICO | DDP Site | 6 |  | Main Item | - | SA-IG-PI-UN-1" | UNIO , 3000LB GALVANIZED C.S THREADED MSS-SP-83 UNION , ASTM A105 GR.B , 1" | 3 |  |  |  |  | 3 | PCS |  |  |  | 180
412 | OPI-SIS-043(A)-005 | 2022-05-15 | SACR-PL-SIS-043(A)-006 | ADISH-P-PO-GE-043(A) | SISICO | DDP Site | 6 |  | Main Item | - | SA-IG-PI-TE-1" | TEE , 3000LB STRAIGHT GALVANIZED C.S THREADED TEE , ASTM A105 GR.B , 1" | 14 |  |  |  |  | 14 | PCS |  |  |  | 180
413 | OPI-SIS-043(A)-005 | 2022-05-15 | SACR-PL-SIS-043(A)-006 | ADISH-P-PO-GE-043(A) | SISICO | DDP Site | 6 |  | Main Item | - | SA-IG-PI-TE-1.1/2" | TEE , 3000LB STRAIGHT GALVANIZED C.S THREADED TEE , ASTM A105 GR.B , 1.1/2" | 8 |  |  |  |  | 8 | PCS |  |  |  | 180
414 | OPI-SIS-043(A)-005 | 2022-05-15 | SACR-PL-SIS-043(A)-006 | ADISH-P-PO-GE-043(A) | SISICO | DDP Site | 6 |  | Main Item | - | SA-IG-PI-TE-2" | TEE , 3000LB STRAIGHT GALVANIZED C.S THREADED TEE , ASTM A105 GR.B , 2" | 10 |  |  |  |  | 10 | PCS |  |  |  | 180
415 | OPI-SIS-043(A)-005 | 2022-05-15 | SACR-PL-SIS-043(A)-006 | ADISH-P-PO-GE-043(A) | SISICO | DDP Site | 6 |  | Main Item | - | SA-IG-PI-HB-1"x3/4" | COUP , 3000LB GALVANIZED C.S THREADED HEX-BUSH , ASTM A105 GR.B , 1"x3/4" | 19 |  |  |  |  | 19 | PCS |  |  |  | 180
416 | OPI-SIS-043(A)-005 | 2022-05-15 | SACR-PL-SIS-043(A)-006 | ADISH-P-PO-GE-043(A) | SISICO | DDP Site | 6 |  | Main Item | - | SA-IG-PI-HB-1.1/2"x1" | COUP , 3000LB GALVANIZED C.S THREADED HEX-BUSH , ASTM A105 GR.B , 1.1/2"x1" | 10 |  |  |  |  | 10 | PCS |  |  |  | 180
417 | OPI-SIS-043(A)-005 | 2022-05-15 | SACR-PL-SIS-043(A)-006 | ADISH-P-PO-GE-043(A) | SISICO | DDP Site | 6 |  | Main Item | - | SA-IG-PI-UN-1.1/2" | UNIO , 3000LB GALVANIZED C.S THREADED MSS-SP-83 UNION , ASTM A105 GR.B , 1.1/2" | 1 |  |  |  |  | 1 | PCS |  |  |  | 180
418 | OPI-SIS-043(A)-005 | 2022-05-15 | SACR-PL-SIS-043(A)-006 | ADISH-P-PO-GE-043(A) | SISICO | DDP Site | 6 |  | Main Item | - | SA-IG-PI-UN-2" | UNIO , 3000LB GALVANIZED C.S THREADED MSS-SP-83 UNION , ASTM A105 GR.B , 2" | 2 |  |  |  |  | 2 | PCS |  |  |  | 180
419 | OPI-SIS-043(A)-005 | 2022-05-15 | SACR-PL-SIS-043(A)-006 | ADISH-P-PO-GE-043(A) | SISICO | DDP Site | 6 |  | Main Item | - | SA-IG-PI-UN-2.1/2" | UNIO , 3000LB GALVANIZED C.S THREADED MSS-SP-83 UNION , ASTM A105 GR.B , 2.1/2" | 4 |  |  |  |  | 4 | PCS |  |  |  | 180
420 | OPI-SIS-043(A)-005 | 2022-05-15 | SACR-PL-SIS-043(A)-006 | ADISH-P-PO-GE-043(A) | SISICO | DDP Site | 6 |  | Main Item | - | SA-IG-PI-TE-3/4" | TEE , 3000LB STRAIGHT GALVANIZED C.S THREADED TEE , ASTM A105 GR.B , 3/4" | 2 |  |  |  |  | 2 | PCS |  |  |  | 180
421 | OPI-SIS-043(A)-005 | 2022-05-15 | SACR-PL-SIS-043(A)-006 | ADISH-P-PO-GE-043(A) | SISICO | DDP Site | 6 |  | Main Item | - | SA-IG-PI-HB-2"x1" | COUP , 3000LB GALVANIZED C.S THREADED HEX-BUSH , ASTM A105 GR.B , 2"x1" | 5 |  |  |  |  | 5 | PCS |  |  |  | 180
422 | OPI-SIS-043(A)-005 | 2022-05-15 | SACR-PL-SIS-043(A)-006 | ADISH-P-PO-GE-043(A) | SISICO | DDP Site | 6 |  | Main Item | - | SA-IG-PI-HB-2"x1.1/4" | COUP , 3000LB GALVANIZED C.S THREADED HEX-BUSH , ASTM A105 GR.B , 2"x1.1/4" | 8 |  |  |  |  | 8 | Piece |  |  |  | 180
423 | OPI-SIS-043(A)-005 | 2022-05-15 | SACR-PL-SIS-043(A)-006 | ADISH-P-PO-GE-043(A) | SISICO | DDP Site | 6 |  | Main Item | - | SA-IG-PI-HB-2.1/2"x1" | COUP , 3000LB GALVANIZED C.S THREADED HEX-BUSH , ASTM A105 GR.B , 2.1/2"x1" | 5 |  |  |  |  | 5 | PCS |  |  |  | 180
424 | OPI-SIS-043(A)-005 | 2022-05-15 | SACR-PL-SIS-043(A)-006 | ADISH-P-PO-GE-043(A) | SISICO | DDP Site | 6 |  | Main Item | - | SA-IG-PI-HB-2.1/2"x1.1/2" | COUP , 3000LB GALVANIZED C.S THREADED HEX-BUSH , ASTM A105 GR.B , 2.1/2"x1.1/2" | 2 |  |  |  |  | 2 | PCS |  |  |  | 180
425 | OPI-SIS-043(A)-005 | 2022-05-15 | SACR-PL-SIS-043(A)-006 | ADISH-P-PO-GE-043(A) | SISICO | DDP Site | 6 |  | Main Item | - | SA-IG-PI-HB-2.1/2"x2" | COUP , 3000LB GALVANIZED C.S THREADED HEX-BUSH , ASTM A105 GR.B , 2.1/2"x2" | 3 |  |  |  |  | 3 | PCS |  |  |  | 180
426 | OPI-SIS-043(A)-008 | 2022-08-06 | SACR-PL-SIS-043(A)-008 | ADISH-P-PO-GE-043(A) | SISICO | DDP Site | 8 |  | Main Item | - | SA-IG-EL-GRL-EF-SA | Gas Releae Lighting (Entry Forbidden) - Safe erea , Venitem | 12 |  |  |  |  | 12 | Meter | 2 |  |  | 193
427 | OPI-SIS-043(A)-008 | 2022-08-06 | SACR-PL-SIS-043(A)-008 | ADISH-P-PO-GE-043(A) | SISICO | DDP Site | 8 |  | Main Item | - | SA-IG-EL-GRL-IE-SA | Gas Releae Lighting (Immidiate Exit) - Safe erea , Venitem | 10 |  |  |  |  | 10 | Meter | 2 |  |  | 193
428 | OPI-SIS-043(A)-008 | 2022-08-06 | SACR-PL-SIS-043(A)-008 | ADISH-P-PO-GE-043(A) | SISICO | DDP Site | 8 |  | Main Item | - | SA-IG-EL-GRL-IE-EX | Gas Releae Lighting (Immidiate Exit) - Explosion Proof , Warom | 2 |  |  |  |  | 2 | Meter | 10 |  |  | 193
429 | OPI-SIS-043(A)-008 | 2022-08-06 | SACR-PL-SIS-043(A)-008 | ADISH-P-PO-GE-043(A) | SISICO | DDP Site | 8 |  | Main Item | - | SA-IG-EL-FRC-2x1.5 | Fire Resistance Cable , 2Cx1.5mm2 | 640 |  |  |  |  | 640 | Meter | 1000 |  |  | 180
430 | OPI-SIS-043(A)-008 | 2022-08-06 | SACR-PL-SIS-043(A)-008 | ADISH-P-PO-GE-043(A) | SISICO | DDP Site | 8 |  | Main Item | - | SA-IG-EL-FRC-10x1.5 | Fire Resistance Cable , 10Cx1.5mm2 | 800 |  |  |  |  | 800 | Meter | 1500 |  |  | 180
431 | OPI-SIS-043(A)-008 | 2022-08-06 | SACR-PL-SIS-043(A)-008 | ADISH-P-PO-GE-043(A) | SISICO | DDP Site | 8 |  | Main Item | - | SA-IG-EL-CO-PG13.5 | Hot Deep Golvanize Conduit , PG13.5 | 226 | 1 |  |  |  | 225 | Piece | 1000 | Advise Vendor of Overage/Shortage |  | 180
432 | OPI-SIS-043(A)-008 | 2022-08-06 | SACR-PL-SIS-043(A)-008 | ADISH-P-PO-GE-043(A) | SISICO | DDP Site | 8 |  | Main Item | - | SA-IG-EL-CO-PG21 | Hot Deep Golvanize Conduit , PG21 | 700 | 4 |  |  |  | 696 | Piece | 1500 | Advise Vendor of Overage/Shortage |  | 180
433 | OPI-SIS-043(A)-008 | 2022-08-06 | SACR-PL-SIS-043(A)-008 | ADISH-P-PO-GE-043(A) | SISICO | DDP Site | 8 |  | Main Item | - | SA-IG-EL-SC-PG13.5 | Speight Clamp for Conduit , PG13.5 | 300 | 5 |  |  |  | 295 | PCS | 5 | Advise Vendor of Overage/Shortage |  | 180
434 | OPI-SIS-043(A)-008 | 2022-08-06 | SACR-PL-SIS-043(A)-008 | ADISH-P-PO-GE-043(A) | SISICO | DDP Site | 8 |  | Main Item | - | SA-IG-EL-SC-PG21 | Speight Clamp for Conduit , PG21 | 750 | 5 |  |  |  | 745 | PCS | 10 | Advise Vendor of Overage/Shortage |  | 180
435 | OPI-SIS-043(A)-008 | 2022-08-06 | SACR-PL-SIS-043(A)-008 | ADISH-P-PO-GE-043(A) | SISICO | DDP Site | 8 |  | Main Item | - | SA-IG-EL-CC-PG13.5 | Cupling for Conduit , PG13.5 | 250 |  |  |  |  | 250 | PCS | 50 |  |  | 180
436 | OPI-SIS-043(A)-008 | 2022-08-06 | SACR-PL-SIS-043(A)-008 | ADISH-P-PO-GE-043(A) | SISICO | DDP Site | 8 |  | Main Item | - | SA-IG-EL-CC-PG21 | Cupling for Conduit , PG21 | 400 | 1 |  |  |  | 399 | PCS | 75 | Advise Vendor of Overage/Shortage |  | 180
437 | OPI-SIS-043(A)-008 | 2022-08-06 | SACR-PL-SIS-043(A)-008 | ADISH-P-PO-GE-043(A) | SISICO | DDP Site | 8 |  | Main Item | - | SA-IG-EL-CT+C-200x50 | Hot Deep Golvanize Cable Tray + Cover , 200mmx50mm | 90 |  |  |  |  | 90 | Meter | 500 |  |  | 180
438 | OPI-SIS-043(A)-008 | 2022-08-06 | SACR-PL-SIS-043(A)-008 | ADISH-P-PO-GE-043(A) | SISICO | DDP Site | 8 |  | Main Item | - | SA-IG-EL-JCT-200-A | Joint for Cable Tray , 200mm , Type A | 366 | 1 |  |  |  | 365 | Piece | 50 | Advise Vendor of Overage/Shortage |  | 180
439 | OPI-SIS-043(A)-008 | 2022-08-06 | SACR-PL-SIS-043(A)-008 | ADISH-P-PO-GE-043(A) | SISICO | DDP Site | 8 |  | Main Item | - | SA-IG-EL-JCT-200-B | Joint for Cable Tray , 200mm , Type B | 122 |  |  |  |  | 122 | Piece | 50 |  |  | 180
535 | OPI-SIS-043(A)-008 | 2022-08-06 | SACR-PL-SIS-043(A)-008 | ADISH-P-PO-GE-043(A) | SISICO | DDP Site | 8 |  | Main Item | - | SA-IG-SUP-HB-M10x30 | HEX BOLT M10*30 WITH NUT AND WAHSER , CS-Galv. , 8.8 | 655 |  |  |  |  | 655 | Pcs | 50 |  |  | 180
440 | OPI-SIS-043(A)-006 | 2022-06-28 | SACR-PL-SIS-043(A)-009 | ADISH-P-PO-GE-043(A) | SISICO | DDP Site | 9 |  | Sub Item | SA-IG-EL-LCP-SFT9000 | 1 | LOCAL CONTROL PANEL | 3 |  |  |  |  | 3 | Piece | 440 |  |  | 181
441 | OPI-SIS-043(A)-006 | 2022-06-28 | SACR-PL-SIS-043(A)-009 | ADISH-P-PO-GE-043(A) | SISICO | DDP Site | 9 |  | Sub Item | SA-IG-EL-SU | 1 | STATUS UNIT | 12 |  |  |  |  | 12 | Piece | 10 |  |  | 181
570 | OPI-SIS-043(A)-009 | 2022-09-03 | SACR-PL-SIS-043(A)-010 | ADISH-P-PO-GE-043(A) | SISICO | DDP Site | 10 |  | Main Item | - | SA-IG-PI-HB-1.1/2"x1" | COUP , 3000LB GALVANIZED C.S THREADED HEX-BUSH , ASTM A105 GR.B , 1.1/2"x1" | 4 |  |  |  |  | 4 | Piece | 1 |  |  | 181
571 | OPI-SIS-043(A)-009 | 2022-09-03 | SACR-PL-SIS-043(A)-010 | ADISH-P-PO-GE-043(A) | SISICO | DDP Site | 10 |  | Main Item | - | SA-IG-PI-HB-1"x3/4" | COUP , 3000LB GALVANIZED C.S THREADED HEX-BUSH , ASTM A105 GR.B , 1"x3/4" | 1 |  |  |  |  | 1 | Piece |  |  |  | 181
572 | OPI-SIS-043(A)-009 | 2022-09-03 | SACR-PL-SIS-043(A)-010 | ADISH-P-PO-GE-043(A) | SISICO | DDP Site | 10 |  | Main Item | - | SA-IG-PI-HB-1/2"x1/4" | COUP , 3000LB GALVANIZED C.S THREADED HEX-BUSH , ASTM A105 GR.B ,1/2"x1/4" | 1 |  |  |  |  | 1 | Piece |  |  |  | 181
573 | OPI-SIS-043(A)-009 | 2022-09-03 | SACR-PL-SIS-043(A)-010 | ADISH-P-PO-GE-043(A) | SISICO | DDP Site | 10 |  | Main Item | - | SA-IG-PI-HB-1"x1/4" | COUP , 3000LB GALVANIZED C.S THREADED HEX-BUSH , ASTM A105 GR.B ,1"x1/4" | 8 |  |  |  |  | 8 | Piece |  |  |  | 181
574 | OPI-SIS-043(A)-009 | 2022-09-03 | SACR-PL-SIS-043(A)-010 | ADISH-P-PO-GE-043(A) | SISICO | DDP Site | 10 |  | Main Item | - | SA-IG-PI-HB-2"x1.1/4" | COUP , 3000LB GALVANIZED C.S THREADED HEX-BUSH , ASTM A105 GR.B , 2"x1.1/4" | 1 |  |  |  |  | 1 | Piece |  |  |  | 181
575 | OPI-SIS-043(A)-009 | 2022-09-03 | SACR-PL-SIS-043(A)-010 | ADISH-P-PO-GE-043(A) | SISICO | DDP Site | 10 |  | Main Item | - | SA-IG-PI-HB-3/4"x1/4" | COUP , 3000LB GALVANIZED C.S THREADED HEX-BUSH , ASTM A105 GR.B ,3/4"x1/4" | 1 |  |  |  |  | 1 | Piece |  |  |  | 181
576 | OPI-SIS-043(A)-009 | 2022-09-03 | SACR-PL-SIS-043(A)-010 | ADISH-P-PO-GE-043(A) | SISICO | DDP Site | 10 |  | Main Item | - | SA-IG-PI-HB-4"x1/2" | COUP , 3000LB GALVANIZED C.S THREADED HEX-BUSH , ASTM A105 GR.B ,4"x1/2" | 1 |  |  |  |  | 1 | Piece |  |  |  | 181
577 | OPI-SIS-043(A)-009 | 2022-09-03 | SACR-PL-SIS-043(A)-010 | ADISH-P-PO-GE-043(A) | SISICO | DDP Site | 10 |  | Main Item | - | SA-IG-PI-HB-4"x3/4" | COUP , 3000LB GALVANIZED C.S THREADED HEX-BUSH , ASTM A105 GR.B ,4"x3/4" | 1 |  |  |  |  | 1 | Piece |  |  |  | 181
578 | OPI-SIS-043(A)-009 | 2022-09-03 | SACR-PL-SIS-043(A)-010 | ADISH-P-PO-GE-043(A) | SISICO | DDP Site | 10 |  | Main Item | - | SA-IG-PI-FC-2.1/2" | UNIO , 3000LB GALVANIZED C.S FULL COUPLING , ASTM A105 GR.B , 2.1/2" | 1 |  |  |  |  | 1 | Piece |  |  |  | 181
579 | OPI-SIS-043(A)-009 | 2022-09-03 | SACR-PL-SIS-043(A)-010 | ADISH-P-PO-GE-043(A) | SISICO | DDP Site | 10 |  | Main Item | - | SA-IG-PI-TE-1.1/2" | TEE , 3000LB STRAIGHT GALVANIZED C.S THREADED TEE , ASTM A105 GR.B , 1.1/2" | 3 |  |  |  |  | 3 | Piece |  |  |  | 181
580 | OPI-SIS-043(A)-009 | 2022-09-03 | SACR-PL-SIS-043(A)-010 | ADISH-P-PO-GE-043(A) | SISICO | DDP Site | 10 |  | Main Item | - | SA-IG-PI-TE-1" | TEE , 3000LB STRAIGHT GALVANIZED C.S THREADED TEE , ASTM A105 GR.B , 1" | 3 |  |  |  |  | 3 | Piece |  |  |  | 181
581 | OPI-SIS-043(A)-009 | 2022-09-03 | SACR-PL-SIS-043(A)-010 | ADISH-P-PO-GE-043(A) | SISICO | DDP Site | 10 |  | Main Item | - | SA-IG-PI-TE-2" | TEE , 3000LB STRAIGHT GALVANIZED C.S THREADED TEE , ASTM A105 GR.B , 2" | 2 |  |  |  |  | 2 | Piece |  |  |  | 181
582 | OPI-SIS-043(A)-009 | 2022-09-03 | SACR-PL-SIS-043(A)-010 | ADISH-P-PO-GE-043(A) | SISICO | DDP Site | 10 |  | Main Item | - | SA-IG-PI-FC-2" | UNIO , 3000LB GALVANIZED C.S FULL COUPLING , ASTM A105 GR.B , 2" | 3 |  |  |  |  | 3 | Piece |  |  |  | 181
583 | OPI-SIS-043(A)-009 | 2022-09-03 | SACR-PL-SIS-043(A)-010 | ADISH-P-PO-GE-043(A) | SISICO | DDP Site | 10 |  | Main Item | - | SA-IG-PI-TE-3/4" | TEE , 3000LB STRAIGHT GALVANIZED C.S THREADED TEE , ASTM A105 GR.B , 3/4" | 1 |  |  |  |  | 1 | Piece |  |  |  | 181
584 | OPI-SIS-043(A)-009 | 2022-09-03 | SACR-PL-SIS-043(A)-010 | ADISH-P-PO-GE-043(A) | SISICO | DDP Site | 10 |  | Main Item | - | SA-IG-PI-TE-1.1/4" | TEE , 3000LB STRAIGHT GALVANIZED C.S THREADED TEE , ASTM A105 GR.B , 1.1/4" | 1 |  |  |  |  | 1 | Piece |  |  |  | 181
585 | OPI-SIS-043(A)-009 | 2022-09-03 | SACR-PL-SIS-043(A)-010 | ADISH-P-PO-GE-043(A) | SISICO | DDP Site | 10 |  | Main Item | - | SA-IG-PI-HB-1.1/4"x1/4" | COUP , 3000LB GALVANIZED C.S THREADED HEX-BUSH , ASTM A105 GR.B ,1.1/4"x1/4" | 1 |  |  |  |  | 1 | Piece |  |  |  | 181
586 | OPI-SIS-043(A)-009 | 2022-09-03 | SACR-PL-SIS-043(A)-010 | ADISH-P-PO-GE-043(A) | SISICO | DDP Site | 10 |  | Main Item | - | SA-IG-PI-HB-1.1/2"x1/4" | COUP , 3000LB GALVANIZED C.S THREADED HEX-BUSH , ASTM A105 GR.B ,1.1/2"x1/4" | 3 |  |  |  |  | 3 | Piece |  |  |  | 181
587 | OPI-SIS-043(A)-009 | 2022-09-03 | SACR-PL-SIS-043(A)-010 | ADISH-P-PO-GE-043(A) | SISICO | DDP Site | 10 |  | Main Item | - | SA-IG-PI-HB-1"x1/4" | COUP , 3000LB GALVANIZED C.S THREADED HEX-BUSH , ASTM A105 GR.B ,1"x1/4" | 3 |  |  |  |  | 3 | Piece |  |  |  | 181
588 | OPI-SIS-043(A)-009 | 2022-09-03 | SACR-PL-SIS-043(A)-010 | ADISH-P-PO-GE-043(A) | SISICO | DDP Site | 10 |  | Main Item | - | SA-IG-PI-HB-2"x1/4" | COUP , 3000LB GALVANIZED C.S THREADED HEX-BUSH , ASTM A105 GR.B ,2"x1/4" | 2 |  |  |  |  | 2 | Piece |  |  |  | 181
589 | OPI-SIS-043(A)-009 | 2022-09-03 | SACR-PL-SIS-043(A)-010 | ADISH-P-PO-GE-043(A) | SISICO | DDP Site | 10 |  | Main Item | - | SA-IG-PI-HB-3/4"x1/4" | COUP , 3000LB GALVANIZED C.S THREADED HEX-BUSH , ASTM A105 GR.B ,3/4"x1/4" | 1 |  |  |  |  | 1 | Piece |  |  |  | 181
590 | OPI-SIS-043(A)-009 | 2022-09-03 | SACR-PL-SIS-043(A)-010 | ADISH-P-PO-GE-043(A) | SISICO | DDP Site | 10 |  | Main Item | - | SA-IG-PI-HB-1.1/4"x1/4" | COUP , 3000LB GALVANIZED C.S THREADED HEX-BUSH , ASTM A105 GR.B ,1.1/4"x1/4" | 1 |  |  |  |  | 1 | Piece |  |  |  | 181
591 | OPI-SIS-043(A)-009 | 2022-09-03 | SACR-PL-SIS-043(A)-010 | ADISH-P-PO-GE-043(A) | SISICO | DDP Site | 10 |  | Main Item | - | SA-IG-PI-HN-1/4" | COUP , 3000LB GALVANIZED C.S HEX NIPPLE , ASTM A105 GR.B , 1/4" | 11 | 1 |  |  |  | 10 | Piece |  | Advise Vendor of Overage/Shortage |  | 181
717 | OPI-SIS-043(A)-011 | 2022-10-30 | SACR-PL-SIS-043(A)-011 | ADISH-P-PO-GE-043(A) | SISICO | DDP Site | 11 |  | Sub Item | SA-IG-MI-CB-27 | LDDH15UF500 | FLEXIBLE DISCHARGE HOSE OF 1969 IN. (500 MM.) MODEL DH-15 U/FM APPROVED | 1 |  |  |  |  | 1 | Piece | 1 |  |  | 198
718 | OPI-SIS-043(A)-011 | 2022-10-30 | SACR-PL-SIS-043(A)-011 | ADISH-P-PO-GE-043(A) | SISICO | DDP Site | 11 |  | Sub Item | SA-IG-MI-CB-27 | LDDH15UF400 | FLEXIBLE DISCHARGE HOSE OF 1575 IN. (400 MM.) MODEL DH-15 U/FM APPROVED | 1 |  |  |  |  | 1 | Piece | 1 |  |  | 198
719 | OPI-SIS-043(A)-011 | 2022-10-30 | SACR-PL-SIS-043(A)-011 | ADISH-P-PO-GE-043(A) | SISICO | DDP Site | 11 |  | Sub Item | SA-IG-MI-CB-27 | LDDH15UF850 | FLEXIBLE DISCHARGE HOSE OF 3346 IN. (850 MM.) MODEL DH-15 U/FM APPROVED | 1 |  |  |  |  | 1 | Piece | 1 |  |  | 198
720 | OPI-SIS-043(A)-011 | 2022-10-30 | SACR-PL-SIS-043(A)-011 | ADISH-P-PO-GE-043(A) | SISICO | DDP Site | 11 |  | Sub Item | SA-IG-MI-CB-27 | LDDH15UF1250 | FLEXIBLE DISCHARGE HOSE OF 4921 IN. (1250 MM.) MODEL DH-15 L/FM APPROVED | 1 |  |  |  |  | 1 | Piece | 1 |  |  | 198
721 | OPI-SIS-043(A)-011 | 2022-10-30 | SACR-PL-SIS-043(A)-011 | ADISH-P-PO-GE-043(A) | SISICO | DDP Site | 11 |  | Sub Item | SA-IG-MI-CB-27 | LADH11UF700 | FLEXIBLE ACTIVATION HOSE OF 2,56 IN. (700 MM.) MODEL DH-11 L/FM APPROVED | 4 |  |  |  |  | 4 | Piece | 1 |  |  | 198
722 | OPI-SIS-043(A)-011 | 2022-10-30 | SACR-PL-SIS-043(A)-011 | ADISH-P-PO-GE-043(A) | SISICO | DDP Site | 11 |  | Sub Item | SA-IG-MI-CB-27 | UF40I55-P200 | GAUGE UL/FM IG-55 200BAR | 1 |  |  |  |  | 1 | Piece | 1 |  |  | 198
723 | OPI-SIS-043(A)-011 | 2022-10-30 | SACR-PL-SIS-043(A)-011 | ADISH-P-PO-GE-043(A) | SISICO | DDP Site | 11 |  | Sub Item | SA-IG-MI-PS-POINPRE66LUF | POINPRE66LUF | Pressure switch, 1/4", model OINPRE 6-6L, UL/FM approved | 1 |  |  |  |  | 1 | Piece | 1 |  |  | 198
724 | OPI-SIS-043(A)-011 | 2022-10-30 | SACR-PL-SIS-043(A)-011 | ADISH-P-PO-GE-043(A) | SISICO | DDP Site | 11 |  | Sub Item | SA-IG-MI-REA-24 | SOLCAMDNCUF | REARMABLE ELECTRIC ACTUATOR HAD 24VCC-DC MODEL 227SOLC WHATINCLUDES MONITORING AND CONTRO HEAD MODEL 227AMDC . UL/FM APROVED | 1 |  |  |  |  | 1 | Piece | 1 |  |  | 198
725 | OPI-SIS-043(A)-011 | 2022-10-30 | SACR-PL-SIS-043(A)-011 | ADISH-P-PO-GE-043(A) | SISICO | DDP Site | 11 |  | Sub Item | SA-IG-MI-CB-27 | 55M140U2SC | MODULAR CYLINDER OF 4,94 ft³.(140L) at 2900 psi (200 bar) I-55, INERT-SIEXCFT Constant low Technology MODEL 56M140UFX UL LISTED | 2 |  |  |  |  | 2 | Piece | 1 |  |  | 198
181 | OPI-SIS-043(B)-001 | 2022-03-01 | SACR-PL-SIS-043(B)-001 | ADISH-P-PO-GE-043(B) | South Adish Condensate Refinery | DDP Site | 1 |  | Main Item | - | DV-520-960 | Deluge Valve on Skid with all Accessories size 2" | 1 |  |  |  |  | 1 | Set |  |  |  | 151
182 | OPI-SIS-043(B)-001 | 2022-03-01 | SACR-PL-SIS-043(B)-001 | ADISH-P-PO-GE-043(B) | South Adish Condensate Refinery | DDP Site | 1 |  | Main Item | - | DV-520-961 | Deluge Valve on Skid with all Accessories size 2" | 1 |  |  |  |  | 1 | Set |  |  | دسته ولو شکسته می باشد | 151
183 | OPI-SIS-043(B)-001 | 2022-03-01 | SACR-PL-SIS-043(B)-001 | ADISH-P-PO-GE-043(B) | South Adish Condensate Refinery | DDP Site | 1 |  | Main Item | - | DV-520-963 | Deluge Valve on Skid with all Accessories size 3" | 1 |  |  |  |  | 1 | Set |  |  |  | 151
184 | OPI-SIS-043(B)-001 | 2022-03-01 | SACR-PL-SIS-043(B)-001 | ADISH-P-PO-GE-043(B) | South Adish Condensate Refinery | DDP Site | 1 |  | Main Item | - | DV-520-955 | Deluge Valve on Skid with all Accessories size 4" | 1 |  |  |  |  | 1 | Set |  |  |  | 151
185 | OPI-SIS-043(B)-001 | 2022-03-01 | SACR-PL-SIS-043(B)-001 | ADISH-P-PO-GE-043(B) | South Adish Condensate Refinery | DDP Site | 1 |  | Main Item | - | DV-520-956 | Deluge Valve on Skid with all Accessories size 4" | 1 |  |  |  |  | 1 | Set |  |  |  | 151
186 | OPI-SIS-043(B)-001 | 2022-03-01 | SACR-PL-SIS-043(B)-001 | ADISH-P-PO-GE-043(B) | South Adish Condensate Refinery | DDP Site | 1 |  | Main Item | - | DV-520-958 | Deluge Valve on Skid with all Accessories size 4" | 1 |  |  |  |  | 1 | Set |  |  |  | 151
187 | OPI-SIS-043(B)-001 | 2022-03-01 | SACR-PL-SIS-043(B)-001 | ADISH-P-PO-GE-043(B) | South Adish Condensate Refinery | DDP Site | 1 |  | Main Item | - | DV-520-962 | Deluge Valve on Skid with all Accessories size 4" | 1 |  |  |  |  | 1 | Set |  |  |  | 151
188 | OPI-SIS-043(B)-001 | 2022-03-01 | SACR-PL-SIS-043(B)-001 | ADISH-P-PO-GE-043(B) | South Adish Condensate Refinery | DDP Site | 1 |  | Main Item | - | DV-520-964 | Deluge Valve on Skid with all Accessories size 4" | 1 |  |  |  |  | 1 | Set |  |  |  | 151
189 | OPI-SIS-043(B)-001 | 2022-03-01 | SACR-PL-SIS-043(B)-001 | ADISH-P-PO-GE-043(B) | South Adish Condensate Refinery | DDP Site | 1 |  | Main Item | - | DV-520-965 | Deluge Valve on Skid with all Accessories size 4" | 1 |  |  |  |  | 1 | Set |  |  |  | 151
190 | OPI-SIS-043(B)-001 | 2022-03-01 | SACR-PL-SIS-043(B)-001 | ADISH-P-PO-GE-043(B) | South Adish Condensate Refinery | DDP Site | 1 |  | Main Item | - | DV-520-957 | Deluge Valve on Skid with all Accessories size 6" | 1 |  |  |  |  | 1 | Set |  |  |  | 151
191 | OPI-SIS-043(B)-001 | 2022-03-01 | SACR-PL-SIS-043(B)-001 | ADISH-P-PO-GE-043(B) | South Adish Condensate Refinery | DDP Site | 1 |  | Main Item | - | DV-520-951 | Deluge Valve on Skid with all Accessories size 8" | 1 |  |  |  |  | 1 | Set |  |  |  | 151
192 | OPI-SIS-043(B)-001 | 2022-03-01 | SACR-PL-SIS-043(B)-001 | ADISH-P-PO-GE-043(B) | South Adish Condensate Refinery | DDP Site | 1 |  | Main Item | - | DV-520-952 | Deluge Valve on Skid with all Accessories size 8" | 1 |  |  |  |  | 1 | Set |  |  |  | 151
193 | OPI-SIS-043(B)-001 | 2022-03-01 | SACR-PL-SIS-043(B)-001 | ADISH-P-PO-GE-043(B) | South Adish Condensate Refinery | DDP Site | 1 |  | Main Item | - | DV-520-953 | Deluge Valve on Skid with all Accessories size 8" | 1 |  |  |  |  | 1 | Set |  |  |  | 151
194 | OPI-SIS-043(B)-001 | 2022-03-01 | SACR-PL-SIS-043(B)-001 | ADISH-P-PO-GE-043(B) | South Adish Condensate Refinery | DDP Site | 1 |  | Main Item | - | DV-520-954 | Deluge Valve on Skid with all Accessories size 8" | 1 |  |  |  |  | 1 | Set |  |  | ps pipe 1/2" 10CM DAMEGE | 151
195 | OPI-SIS-043(B)-002 | 2022-03-01 | SACR-PL-SIS-043(B)-002 | ADISH-P-PO-GE-043(B) | South Adish Condensate Refinery | DDP Site | 2 |  | Main Item | - | Foam-AFFF-3% | Foam 3% AFFF | 26800 |  |  |  |  | 26800 | Liter |  |  |  | 149
396 | OPI-SIS-043(B)-003 | 2022-08-06 | SACR-PL-SIS-043(B)-003 | ADISH-P-PO-GE-043(B) | South Adish Condensate Refinery | DDP Site | 3 |  | Main Item | - | Foam-DS-15000 | Skid - FOAM Dosing 15000 With all Acc mounted | 1 |  |  |  |  | 1 | Set |  |  |  | 165
397 | OPI-SIS-043(B)-003 | 2022-08-06 | SACR-PL-SIS-043(B)-003 | ADISH-P-PO-GE-043(B) | South Adish Condensate Refinery | DDP Site | 3 |  | Main Item | - | Foam-DS-6000 | Skid - FOAM Dosing 6000 With all Acc mounted | 1 |  |  |  |  | 1 | Set |  |  |  | 165
398 | OPI-SIS-043(B)-003 | 2022-08-06 | SACR-PL-SIS-043(B)-003 | ADISH-P-PO-GE-043(B) | South Adish Condensate Refinery | DDP Site | 3 |  | Main Item | - | Foam-DS-2500 | Skid - FOAM Dosing 2500 With all Acc mounted | 1 |  | 1 |  |  | 2 | Set |  | Advise Vendor of Overage/Shortage |  | 165
399 | OPI-SIS-043(B)-003 | 2022-08-06 | SACR-PL-SIS-043(B)-003 | ADISH-P-PO-GE-043(B) | South Adish Condensate Refinery | DDP Site | 3 |  | Main Item | - | Foam-Tank-21000 | Foam Storage Tanks 21000L | 1 |  |  |  |  | 1 | Set |  |  |  | 165
400 | OPI-SIS-043(B)-003 | 2022-08-06 | SACR-PL-SIS-043(B)-003 | ADISH-P-PO-GE-043(B) | South Adish Condensate Refinery | DDP Site | 3 |  | Main Item | - | Foam-Tank-4000 | Foam Storage Tanks 4000L | 1 |  |  |  |  | 1 | Set |  |  |  | 165
401 | OPI-SIS-043(B)-003 | 2022-08-06 | SACR-PL-SIS-043(B)-003 | ADISH-P-PO-GE-043(B) | South Adish Condensate Refinery | DDP Site | 3 |  | Main Item | - | Foam-Tank-600 | Foam Storage Tanks 600L | 1 |  |  |  |  | 1 | Set |  |  |  | 165
402 | OPI-SIS-043(B)-003 | 2022-08-06 | SACR-PL-SIS-043(B)-003 | ADISH-P-PO-GE-043(B) | South Adish Condensate Refinery | DDP Site | 3 |  | Main Item | - | Foam-Tank-1200 | Foam Storage Tanks 1200L | 1 |  |  |  |  | 1 | Set |  |  |  | 165
536 | OPI-SIS-043(B)-003 | 2022-08-06 | SACR-PL-SIS-043(B)-003 | ADISH-P-PO-GE-043(B) | South Adish Condensate Refinery | DDP Site | 3 |  | Sub Item | Foam-DS-15000 | STRAINER | FLANGED STRAINER-TEE TYPE-A105+A234WPB | 1 |  |  |  |  | 1 | Piece |  |  | بر روی دستگاه نصب میباشد | 165
537 | OPI-SIS-043(B)-003 | 2022-08-06 | SACR-PL-SIS-043(B)-003 | ADISH-P-PO-GE-043(B) | South Adish Condensate Refinery | DDP Site | 3 |  | Sub Item | Foam-DS-15000 | REDUCER | ECENTRIC-FLANGED-14INCH X 8INCH | 1 |  |  |  |  | 1 | Piece |  |  | بر روی دستگاه نصب میباشد | 165
538 | OPI-SIS-043(B)-003 | 2022-08-06 | SACR-PL-SIS-043(B)-003 | ADISH-P-PO-GE-043(B) | South Adish Condensate Refinery | DDP Site | 3 |  | Sub Item | Foam-DS-15000 | SKID AND SUNSHADE | SKID AND SUNSHADE | 1 |  |  |  |  | 1 | Set |  |  | بر روی دستگاه نصب میباشد | 165
539 | OPI-SIS-043(B)-003 | 2022-08-06 | SACR-PL-SIS-043(B)-003 | ADISH-P-PO-GE-043(B) | South Adish Condensate Refinery | DDP Site | 3 |  | Sub Item | Foam-DS-15000 | PIPE | 2 1/2(DN65)-40S-SS304 | 9 |  |  |  |  | 9 | Meter |  |  |  | 165
540 | OPI-SIS-043(B)-003 | 2022-08-06 | SACR-PL-SIS-043(B)-003 | ADISH-P-PO-GE-043(B) | South Adish Condensate Refinery | DDP Site | 3 |  | Sub Item | Foam-DS-15000 | PIPE | 4(DN100)-40S-SS304 | 6 |  |  |  |  | 6 | Meter |  |  |  | 165
541 | OPI-SIS-043(B)-003 | 2022-08-06 | SACR-PL-SIS-043(B)-003 | ADISH-P-PO-GE-043(B) | South Adish Condensate Refinery | DDP Site | 3 |  | Sub Item | Foam-DS-15000 | ELBOW | 90DEG-CL150-THREADED-21/2(DN65)-SS304 | 6 |  |  |  |  | 6 | Piece |  |  |  | 165
542 | OPI-SIS-043(B)-003 | 2022-08-06 | SACR-PL-SIS-043(B)-003 | ADISH-P-PO-GE-043(B) | South Adish Condensate Refinery | DDP Site | 3 |  | Sub Item | Foam-DS-15000 | ELBOW | 90DEG-CL150-THREADED-4(DN100)-SS304 | 4 | 1 |  |  |  | 3 | Piece |  | Advise Vendor of Overage/Shortage |  | 165
543 | OPI-SIS-043(B)-003 | 2022-08-06 | SACR-PL-SIS-043(B)-003 | ADISH-P-PO-GE-043(B) | South Adish Condensate Refinery | DDP Site | 3 |  | Sub Item | Foam-DS-15000 | FLANGE | SLIP ON CL150-RF-4INCH-SS304 | 1 |  |  |  |  | 1 | Piece |  |  |  | 165
544 | OPI-SIS-043(B)-003 | 2022-08-06 | SACR-PL-SIS-043(B)-003 | ADISH-P-PO-GE-043(B) | South Adish Condensate Refinery | DDP Site | 3 |  | Sub Item | Foam-DS-15000 | FLANGE | SLIP ON CL150-RF-21/2INCH-SS304 | 2 |  |  |  |  | 2 | Piece |  |  |  | 165
545 | OPI-SIS-043(B)-003 | 2022-08-06 | SACR-PL-SIS-043(B)-003 | ADISH-P-PO-GE-043(B) | South Adish Condensate Refinery | DDP Site | 3 |  | Sub Item | Foam-DS-15000 | BALL VALVE | 1 1/2INCH-SS | 1 |  |  |  |  | 1 | Piece |  |  |  | 165
546 | OPI-SIS-043(B)-003 | 2022-08-06 | SACR-PL-SIS-043(B)-003 | ADISH-P-PO-GE-043(B) | South Adish Condensate Refinery | DDP Site | 3 |  | Sub Item | Foam-DS-6000 | STRAINER | FLANGED STRAINER-TEE TYPE-A105+A234WPB | 1 |  |  |  |  | 1 | Piece |  |  | بر روی دستگاه نصب میباشد | 165
547 | OPI-SIS-043(B)-003 | 2022-08-06 | SACR-PL-SIS-043(B)-003 | ADISH-P-PO-GE-043(B) | South Adish Condensate Refinery | DDP Site | 3 |  | Sub Item | Foam-DS-6000 | REDUCER | ECENTRIC-FLANGED-8INCH X 6INCH | 1 |  |  |  |  | 1 | Piece |  |  | بر روی دستگاه نصب میباشد | 165
548 | OPI-SIS-043(B)-003 | 2022-08-06 | SACR-PL-SIS-043(B)-003 | ADISH-P-PO-GE-043(B) | South Adish Condensate Refinery | DDP Site | 3 |  | Sub Item | Foam-DS-6000 | SKID AND SUNSHADE | SKID AND SUNSHADE | 1 |  |  |  |  | 1 | Piece |  |  | بر روی دستگاه نصب میباشد | 165
549 | OPI-SIS-043(B)-003 | 2022-08-06 | SACR-PL-SIS-043(B)-003 | ADISH-P-PO-GE-043(B) | South Adish Condensate Refinery | DDP Site | 3 |  | Sub Item | Foam-DS-6000 | PIPE | 2 1/2(DN65)-40S-SS304 | 4 |  |  |  |  | 4 | Meter |  |  |  | 165
550 | OPI-SIS-043(B)-003 | 2022-08-06 | SACR-PL-SIS-043(B)-003 | ADISH-P-PO-GE-043(B) | South Adish Condensate Refinery | DDP Site | 3 |  | Sub Item | Foam-DS-6000 | PIPE | 1 1/2(DN40)-40S-SS304 | 5 |  |  |  |  | 5 | Meter |  |  |  | 165
551 | OPI-SIS-043(B)-003 | 2022-08-06 | SACR-PL-SIS-043(B)-003 | ADISH-P-PO-GE-043(B) | South Adish Condensate Refinery | DDP Site | 3 |  | Sub Item | Foam-DS-6000 | ELBOW | 90DEG-CL150-THREADED-21/2(DN65)-SS304 | 4 |  |  |  |  | 4 | Piece |  |  |  | 165
552 | OPI-SIS-043(B)-003 | 2022-08-06 | SACR-PL-SIS-043(B)-003 | ADISH-P-PO-GE-043(B) | South Adish Condensate Refinery | DDP Site | 3 |  | Sub Item | Foam-DS-6000 | ELBOW | 90DEG-CL150-THREADED-1 1/2(DN40)-SS304 | 6 |  |  |  |  | 6 | Piece |  |  |  | 165
553 | OPI-SIS-043(B)-003 | 2022-08-06 | SACR-PL-SIS-043(B)-003 | ADISH-P-PO-GE-043(B) | South Adish Condensate Refinery | DDP Site | 3 |  | Sub Item | Foam-DS-6000 | FLANGE | SLIP ON CL150-RF-1 1/2INCH-SS304 | 2 |  |  |  |  | 2 | Piece |  |  |  | 165
554 | OPI-SIS-043(B)-003 | 2022-08-06 | SACR-PL-SIS-043(B)-003 | ADISH-P-PO-GE-043(B) | South Adish Condensate Refinery | DDP Site | 3 |  | Sub Item | Foam-DS-6000 | FLANGE | SLIP ON CL150-RF-2 1/2INCH-SS304 | 1 |  |  |  |  | 1 | Piece |  |  |  | 165
555 | OPI-SIS-043(B)-003 | 2022-08-06 | SACR-PL-SIS-043(B)-003 | ADISH-P-PO-GE-043(B) | South Adish Condensate Refinery | DDP Site | 3 |  | Sub Item | Foam-DS-2500 | STRAINER | FLANGED STRAINER-TEE TYPE-A105+A234WPB-6INCH | 1 |  |  |  |  | 1 | Piece |  |  | بر روی دستگاه نصب میباشد | 165
556 | OPI-SIS-043(B)-003 | 2022-08-06 | SACR-PL-SIS-043(B)-003 | ADISH-P-PO-GE-043(B) | South Adish Condensate Refinery | DDP Site | 3 |  | Sub Item | Foam-DS-2500 | REDUCER | ECENTRIC-FLANGED-6INCH X 4INCH | 2 |  |  |  |  | 2 | Piece |  |  | بر روی دستگاه نصب میباشد | 165
557 | OPI-SIS-043(B)-003 | 2022-08-06 | SACR-PL-SIS-043(B)-003 | ADISH-P-PO-GE-043(B) | South Adish Condensate Refinery | DDP Site | 3 |  | Sub Item | Foam-DS-2500 | SKID AND SUNSHADE | SKID AND SUNSHADE | 1 |  |  |  |  | 1 | Piece |  |  | بر روی دستگاه نصب میباشد | 165
558 | OPI-SIS-043(B)-003 | 2022-08-06 | SACR-PL-SIS-043(B)-003 | ADISH-P-PO-GE-043(B) | South Adish Condensate Refinery | DDP Site | 3 |  | Sub Item | Foam-DS-2500 | PIPE | 2(DN50)-40S-SS304 | 8 | 4 |  |  |  | 4 | Meter |  | Advise Vendor of Overage/Shortage |  | 165
559 | OPI-SIS-043(B)-003 | 2022-08-06 | SACR-PL-SIS-043(B)-003 | ADISH-P-PO-GE-043(B) | South Adish Condensate Refinery | DDP Site | 3 |  | Sub Item | Foam-DS-2500 | PIPE | 1(DN25)-40S-SS304 | 8 | 4 |  |  |  | 4 | Meter |  | Advise Vendor of Overage/Shortage |  | 165
560 | OPI-SIS-043(B)-003 | 2022-08-06 | SACR-PL-SIS-043(B)-003 | ADISH-P-PO-GE-043(B) | South Adish Condensate Refinery | DDP Site | 3 |  | Sub Item | Foam-DS-2500 | ELBOW | 90DEG-CL150-THREADED-2(DN50)-SS304 | 10 | 5 |  |  |  | 5 | Piece |  | Advise Vendor of Overage/Shortage |  | 165
561 | OPI-SIS-043(B)-003 | 2022-08-06 | SACR-PL-SIS-043(B)-003 | ADISH-P-PO-GE-043(B) | South Adish Condensate Refinery | DDP Site | 3 |  | Sub Item | Foam-DS-2500 | ELBOW | 90DEG-CL150-THREADED-1(DN25)-SS304 | 6 | 3 |  |  |  | 3 | Piece |  | Advise Vendor of Overage/Shortage |  | 165
562 | OPI-SIS-043(B)-003 | 2022-08-06 | SACR-PL-SIS-043(B)-003 | ADISH-P-PO-GE-043(B) | South Adish Condensate Refinery | DDP Site | 3 |  | Sub Item | Foam-DS-2500 | FLANGE | SLIP ON CL150-RF-1INCH-SS304 | 4 | 2 |  |  |  | 2 | Piece |  | Advise Vendor of Overage/Shortage |  | 165
563 | OPI-SIS-043(B)-003 | 2022-08-06 | SACR-PL-SIS-043(B)-003 | ADISH-P-PO-GE-043(B) | South Adish Condensate Refinery | DDP Site | 3 |  | Sub Item | Foam-DS-2500 | FLANGE | SLIP ON CL150-RF-2INCH-SS304 | 2 | 1 |  |  |  | 1 | Piece |  | Advise Vendor of Overage/Shortage |  | 165
564 | OPI-SIS-043(B)-003 | 2022-08-06 | SACR-PL-SIS-043(B)-003 | ADISH-P-PO-GE-043(B) | South Adish Condensate Refinery | DDP Site | 3 |  | Sub Item | Foam-DS-2500 | STRAINER | FLANGED STRAINER-TEE TYPE-A105+A234WPB-4INCH | 1 |  |  |  |  | 1 | Piece |  |  | بر روی دستگاه نصب میباشد | 165
565 | OPI-SIS-043(B)-003 | 2022-08-06 | SACR-PL-SIS-043(B)-003 | ADISH-P-PO-GE-043(B) | South Adish Condensate Refinery | DDP Site | 3 |  | Sub Item | Foam-DS-2500 | BALL VALVE | 1 1/2INCH-SS | 2 | 1 |  |  |  | 1 | Piece |  | Advise Vendor of Overage/Shortage |  | 165
566 | OPI-SIS-043(B)-003 | 2022-08-06 | SACR-PL-SIS-043(B)-003 | ADISH-P-PO-GE-043(B) | South Adish Condensate Refinery | DDP Site | 3 |  | Sub Item | Foam-Tank-1200 | LADDER | LADDER | 1 | 1 |  |  |  |  | Piece |  | Advise Vendor of Overage/Shortage |  | 165
567 | OPI-SIS-043(B)-003 | 2022-08-06 | SACR-PL-SIS-043(B)-003 | ADISH-P-PO-GE-043(B) | South Adish Condensate Refinery | DDP Site | 3 |  | Sub Item | Foam-Tank-21000 | LADDER | LADDER | 1 |  |  |  |  | 1 | Piece |  |  |  | 165
568 | OPI-SIS-043(B)-003 | 2022-08-06 | SACR-PL-SIS-043(B)-003 | ADISH-P-PO-GE-043(B) | South Adish Condensate Refinery | DDP Site | 3 |  | Sub Item | Foam-Tank-600 | LADDER | LADDER | 1 | 1 |  |  |  |  | Piece |  | Advise Vendor of Overage/Shortage |  | 165
569 | OPI-SIS-043(B)-003 | 2022-08-06 | SACR-PL-SIS-043(B)-003 | ADISH-P-PO-GE-043(B) | South Adish Condensate Refinery | DDP Site | 3 |  | Sub Item | Foam-Tank-4000 | LADDER | LADDER | 1 | 1 |  |  |  |  | Piece |  | Advise Vendor of Overage/Shortage |  | 165
592 | OPI-SIS-043(B)-006 | 2022-12-14 | SACR-PL-SIS-043(B)-004 | ADISH-P-PO-GE-043(B) | South Adish Condensate Refinery | DDP Site | 4 |  | Sub Item | FSAE | 0001 | FCA-S-150/250NB FM APPRD | 2 |  |  |  |  | 2 | Set | 360 |  |  | 165
593 | OPI-SIS-043(B)-006 | 2022-12-14 | SACR-PL-SIS-043(B)-004 | ADISH-P-PO-GE-043(B) | South Adish Condensate Refinery | DDP Site | 4 |  | Sub Item | FSAE | 0002 | SPLIT DEFLECTOR SD-S-250NB & MOUNTING PAD ASSY | 2 |  |  |  |  | 2 | Set | 21 |  |  | 165
594 | OPI-SIS-043(B)-006 | 2022-12-14 | SACR-PL-SIS-043(B)-004 | ADISH-P-PO-GE-043(B) | South Adish Condensate Refinery | DDP Site | 4 |  | Sub Item | FSAE | 0003 | FCA-S-150/250NB FM APPRD | 2 |  |  |  |  | 2 | Set | 360 |  |  | 165
595 | OPI-SIS-043(B)-006 | 2022-12-14 | SACR-PL-SIS-043(B)-004 | ADISH-P-PO-GE-043(B) | South Adish Condensate Refinery | DDP Site | 4 |  | Sub Item | FSAE | 0004 | SPLIT DEFLECTOR SD-S-250NB & MOUNTING PAD ASSY | 2 |  |  |  |  | 2 | Set | 21 |  |  | 165
596 | OPI-SIS-043(B)-006 | 2022-12-14 | SACR-PL-SIS-043(B)-004 | ADISH-P-PO-GE-043(B) | South Adish Condensate Refinery | DDP Site | 4 |  | Sub Item | FSAE | 0005 | FCA-S-150/250NB FM APPRD | 2 |  |  |  |  | 2 | Set | 360 |  |  | 165
597 | OPI-SIS-043(B)-006 | 2022-12-14 | SACR-PL-SIS-043(B)-004 | ADISH-P-PO-GE-043(B) | South Adish Condensate Refinery | DDP Site | 4 |  | Sub Item | FSAE | 0006 | SPLIT DEFLECTOR SD-S-250NB & MOUNTING PAD ASSY | 2 |  |  |  |  | 2 | Set | 21 |  |  | 165
598 | OPI-SIS-043(B)-006 | 2022-12-14 | SACR-PL-SIS-043(B)-004 | ADISH-P-PO-GE-043(B) | South Adish Condensate Refinery | DDP Site | 4 |  | Sub Item | FSAE | 0007 | FCA-S-150/250NB FM APPRD | 2 |  |  |  |  | 2 | Set | 360 |  |  | 165
599 | OPI-SIS-043(B)-006 | 2022-12-14 | SACR-PL-SIS-043(B)-004 | ADISH-P-PO-GE-043(B) | South Adish Condensate Refinery | DDP Site | 4 |  | Sub Item | FSAE | 0008 | SPLIT DEFLECTOR SD-S-250NB & MOUNTING PAD ASSY | 2 |  |  |  |  | 2 | Set | 21 |  |  | 165
600 | OPI-SIS-043(B)-006 | 2022-12-14 | SACR-PL-SIS-043(B)-004 | ADISH-P-PO-GE-043(B) | South Adish Condensate Refinery | DDP Site | 4 |  | Sub Item | FSAE | 0009 | FCA-S-150/250NB FM APPRD | 2 |  |  |  |  | 2 | Set | 360 |  |  | 165
601 | OPI-SIS-043(B)-006 | 2022-12-14 | SACR-PL-SIS-043(B)-004 | ADISH-P-PO-GE-043(B) | South Adish Condensate Refinery | DDP Site | 4 |  | Sub Item | FSAE | 0010 | SPLIT DEFLECTOR SD-S-250NB & MOUNTING PAD ASSY | 2 |  |  |  |  | 2 | Set | 21 |  |  | 165
602 | OPI-SIS-043(B)-006 | 2022-12-14 | SACR-PL-SIS-043(B)-004 | ADISH-P-PO-GE-043(B) | South Adish Condensate Refinery | DDP Site | 4 |  | Sub Item | FSAE | 0011 | FCA-S-150/250NB FM APPRD | 2 |  |  |  |  | 2 | Set | 360 |  |  | 165
603 | OPI-SIS-043(B)-006 | 2022-12-14 | SACR-PL-SIS-043(B)-004 | ADISH-P-PO-GE-043(B) | South Adish Condensate Refinery | DDP Site | 4 |  | Sub Item | FSAE | 0012 | SPLIT DEFLECTOR SD-S-250NB & MOUNTING PAD ASSY | 2 |  |  |  |  | 2 | Set | 21 |  |  | 165
604 | OPI-SIS-043(B)-006 | 2022-12-14 | SACR-PL-SIS-043(B)-004 | ADISH-P-PO-GE-043(B) | South Adish Condensate Refinery | DDP Site | 4 |  | Sub Item | FSAE | 0013 | FCA-S-150/250NB FM APPRD | 2 |  |  |  |  | 2 | Set | 360 |  |  | 165
605 | OPI-SIS-043(B)-006 | 2022-12-14 | SACR-PL-SIS-043(B)-004 | ADISH-P-PO-GE-043(B) | South Adish Condensate Refinery | DDP Site | 4 |  | Sub Item | FSAE | 0014 | SPLIT DEFLECTOR SD-S-250NB & MOUNTING PAD ASSY | 2 |  |  |  |  | 2 | Set | 21 |  |  | 165
606 | OPI-SIS-043(B)-006 | 2022-12-14 | SACR-PL-SIS-043(B)-004 | ADISH-P-PO-GE-043(B) | South Adish Condensate Refinery | DDP Site | 4 |  | Sub Item | FSAE | 0015 | FCA-S-150/250NB FM APPRD | 2 |  |  |  |  | 2 | Set | 360 |  |  | 165
607 | OPI-SIS-043(B)-006 | 2022-12-14 | SACR-PL-SIS-043(B)-004 | ADISH-P-PO-GE-043(B) | South Adish Condensate Refinery | DDP Site | 4 |  | Sub Item | FSAE | 0016 | SPLIT DEFLECTOR SD-S-250NB & MOUNTING PAD ASSY | 2 |  |  |  |  | 2 | Set | 21 |  |  | 165
608 | OPI-SIS-043(B)-006 | 2022-12-14 | SACR-PL-SIS-043(B)-004 | ADISH-P-PO-GE-043(B) | South Adish Condensate Refinery | DDP Site | 4 |  | Sub Item | FSAE | 0017 | FCA-S-150/250NB FM APPRD | 2 |  |  |  |  | 2 | Set | 360 |  |  | 165
609 | OPI-SIS-043(B)-006 | 2022-12-14 | SACR-PL-SIS-043(B)-004 | ADISH-P-PO-GE-043(B) | South Adish Condensate Refinery | DDP Site | 4 |  | Sub Item | FSAE | 0018 | SPLIT DEFLECTOR SD-S-250NB & MOUNTING PAD ASSY | 2 |  |  |  |  | 2 | Set | 21 |  |  | 165
610 | OPI-SIS-043(B)-006 | 2022-12-14 | SACR-PL-SIS-043(B)-004 | ADISH-P-PO-GE-043(B) | South Adish Condensate Refinery | DDP Site | 4 |  | Sub Item | FSAE | 0019 | FCA-S-150/250NB FM APPRD | 2 |  |  |  |  | 2 | Set | 360 |  |  | 165
611 | OPI-SIS-043(B)-006 | 2022-12-14 | SACR-PL-SIS-043(B)-004 | ADISH-P-PO-GE-043(B) | South Adish Condensate Refinery | DDP Site | 4 |  | Sub Item | FSAE | 0020 | SPLIT DEFLECTOR SD-S-250NB & MOUNTING PAD ASSY | 2 |  |  |  |  | 2 | Set | 21 |  |  | 165
612 | OPI-SIS-043(B)-006 | 2022-12-14 | SACR-PL-SIS-043(B)-004 | ADISH-P-PO-GE-043(B) | South Adish Condensate Refinery | DDP Site | 4 |  | Sub Item | FSAE | 0021 | FCA-S-150/250NB FM APPRD | 2 |  |  |  |  | 2 | Set | 360 |  |  | 165
613 | OPI-SIS-043(B)-006 | 2022-12-14 | SACR-PL-SIS-043(B)-004 | ADISH-P-PO-GE-043(B) | South Adish Condensate Refinery | DDP Site | 4 |  | Sub Item | FSAE | 0022 | SPLIT DEFLECTOR SD-S-250NB & MOUNTING PAD ASSY | 2 |  |  |  |  | 2 | Set | 21 |  |  | 165
614 | OPI-SIS-043(B)-006 | 2022-12-14 | SACR-PL-SIS-043(B)-004 | ADISH-P-PO-GE-043(B) | South Adish Condensate Refinery | DDP Site | 4 |  | Sub Item | FSAE | 0023 | FCA-S-150/250NB FM APPRD | 2 |  |  |  |  | 2 | Set | 360 |  |  | 165
615 | OPI-SIS-043(B)-006 | 2022-12-14 | SACR-PL-SIS-043(B)-004 | ADISH-P-PO-GE-043(B) | South Adish Condensate Refinery | DDP Site | 4 |  | Sub Item | FSAE | 0024 | SPLIT DEFLECTOR SD-S-250NB & MOUNTING PAD ASSY | 2 |  |  |  |  | 2 | Set | 21 |  |  | 165
616 | OPI-SIS-043(B)-006 | 2022-12-14 | SACR-PL-SIS-043(B)-004 | ADISH-P-PO-GE-043(B) | South Adish Condensate Refinery | DDP Site | 4 |  | Sub Item | FSAE | 0025 | FCA-S-150/250NB FM APPRD | 2 |  |  |  |  | 2 | Set | 360 |  |  | 165
617 | OPI-SIS-043(B)-006 | 2022-12-14 | SACR-PL-SIS-043(B)-004 | ADISH-P-PO-GE-043(B) | South Adish Condensate Refinery | DDP Site | 4 |  | Sub Item | FSAE | 0026 | SPLIT DEFLECTOR SD-S-250NB & MOUNTING PAD ASSY | 2 |  |  |  |  | 2 | Set | 21 |  |  | 165
618 | OPI-SIS-043(B)-006 | 2022-12-14 | SACR-PL-SIS-043(B)-004 | ADISH-P-PO-GE-043(B) | South Adish Condensate Refinery | DDP Site | 4 |  | Sub Item | FSAE | 0027 | fCA-S-100/200NB UL & FM APPRD | 3 |  |  |  |  | 3 | Set | 222 |  |  | 165
619 | OPI-SIS-043(B)-006 | 2022-12-14 | SACR-PL-SIS-043(B)-004 | ADISH-P-PO-GE-043(B) | South Adish Condensate Refinery | DDP Site | 4 |  | Sub Item | FSAE | 0028 | SD-S-200NB WITH MTG. PAD ASSY | 3 |  |  |  |  | 3 | Set | 36 |  |  | 165
620 | OPI-SIS-043(B)-006 | 2022-12-14 | SACR-PL-SIS-043(B)-004 | ADISH-P-PO-GE-043(B) | South Adish Condensate Refinery | DDP Site | 4 |  | Sub Item | FSAE | 0029 | RIM SEAL POURER RPA-S, 65NB | 4 |  |  |  |  | 4 | Set | 216 |  |  | 165
621 | OPI-SIS-043(B)-006 | 2022-12-14 | SACR-PL-SIS-043(B)-004 | ADISH-P-PO-GE-043(B) | South Adish Condensate Refinery | DDP Site | 4 |  | Sub Item | FSAE | 0030 | RIM SEAL POURER RPA-S, 65NB | 4 |  |  |  |  | 4 | Set | 216 |  |  | 165
622 | OPI-SIS-043(B)-006 | 2022-12-14 | SACR-PL-SIS-043(B)-004 | ADISH-P-PO-GE-043(B) | South Adish Condensate Refinery | DDP Site | 4 |  | Sub Item | FSAE | 0031 | RIM SEAL POURER RPA-S, 65NB | 4 |  |  |  |  | 4 | Set | 216 |  |  | 165
623 | OPI-SIS-043(B)-006 | 2022-12-14 | SACR-PL-SIS-043(B)-004 | ADISH-P-PO-GE-043(B) | South Adish Condensate Refinery | DDP Site | 4 |  | Sub Item | FSAE | 0032 | RIM SEAL POURER RPA-S, 65NB | 3 |  |  |  |  | 3 | Set | 162 |  |  | 165
624 | OPI-SIS-043(B)-004 | 2022-09-03 | SACR-PL-SIS-043(B)-005 | ADISH-P-PO-GE-043(B) | South Adish Condensate Refinery | DDP Site | 5 |  | Sub Item | Foam-DS-15000 | a105 | 3000LBGALVANIZEDC.STHREADEDHEX‐BUSHASTMA1051"x1/4 | 1 |  |  |  |  | 1 | Piece | 1 |  |  | 165
625 | OPI-SIS-043(B)-004 | 2022-09-03 | SACR-PL-SIS-043(B)-005 | ADISH-P-PO-GE-043(B) | South Adish Condensate Refinery | DDP Site | 5 |  | Sub Item | Foam-DS-15000 | ss | CL150Elbow4inSS‐THR | 1 |  |  |  |  | 1 | Piece | 1 |  |  | 165
626 | OPI-SIS-043(B)-004 | 2022-09-03 | SACR-PL-SIS-043(B)-005 | ADISH-P-PO-GE-043(B) | South Adish Condensate Refinery | DDP Site | 5 |  | Sub Item | Foam-DS-15000 | ss | CL150Elbow11/2SS‐THR | 4 |  |  |  |  | 4 | Piece | 4 |  |  | 165
661 | OPI-SIS-043(B)-005 | 2022-11-13 | SACR-PL-SIS-043(B)-006 | ADISH-P-PO-GE-043(B) | South Adish Condensate Refinery | DDP Site | 6 |  | Sub Item | FSAE | 1 | HIGH BACK PRESSURE FOAM DEVICE 4 "FLANGED TO ANSI#150 Model:PHB-60A | 2 |  |  |  |  | 2 | Set | 1 |  |  | 196
662 | OPI-SIS-043(B)-005 | 2022-11-13 | SACR-PL-SIS-043(B)-006 | ADISH-P-PO-GE-043(B) | South Adish Condensate Refinery | DDP Site | 6 |  | Sub Item | FSAE | 2 | HIGH BACK PRESSURE FOAM DEVICE-INLLET 2 Model:PHB-20A | 1 |  |  |  |  | 1 | Set | 1 |  |  | 196
663 | OPI-SIS-043(B)-005 | 2022-11-13 | SACR-PL-SIS-043(B)-006 | ADISH-P-PO-GE-043(B) | South Adish Condensate Refinery | DDP Site | 6 |  | Sub Item | FSAE | 3 | HIGH BACK PRESSURE FOAM DEVICE-INLLET 2 Model:PHB-10A | 1 |  |  |  |  | 1 | Set | 1 |  |  | 196
745 | OPI-SIS-043(B)-007 | 2023-02-15 | SACR-PL-SIS-043(B)-007 | ADISH-P-PO-GE-043(B) | South Adish Condensate Refinery | DDP Site | 7 |  | Spare Part | DV-520-957 | 1 | Pressure Gauge, Connection Size 1/2 NPT,0-25 Bar | 4 |  |  |  |  | 4 | Piece | 1 |  |  | 165
746 | OPI-SIS-043(B)-007 | 2023-02-15 | SACR-PL-SIS-043(B)-007 | ADISH-P-PO-GE-043(B) | South Adish Condensate Refinery | DDP Site | 7 |  | Spare Part | DV-520-957 | 2 | Diaphragm Kit 6 " Deluge Valve | 1 |  |  |  |  | 1 | Piece | 1 |  |  | 165
747 | OPI-SIS-043(B)-007 | 2023-02-15 | SACR-PL-SIS-043(B)-007 | ADISH-P-PO-GE-043(B) | South Adish Condensate Refinery | DDP Site | 7 |  | Spare Part | DV-520-958 | 3 | Diaphragm Kit 4 " Deluge Valve | 1 |  |  |  |  | 1 | Piece | 1 |  |  | 165
748 | OPI-SIS-043(B)-007 | 2023-02-15 | SACR-PL-SIS-043(B)-007 | ADISH-P-PO-GE-043(B) | South Adish Condensate Refinery | DDP Site | 7 |  | Spare Part | DV-520-963 | 4 | Diaphragm Kit 3 " Deluge Valve | 1 |  |  |  |  | 1 | Piece | 1 |  |  | 165
749 | OPI-SIS-043(B)-007 | 2023-02-15 | SACR-PL-SIS-043(B)-007 | ADISH-P-PO-GE-043(B) | South Adish Condensate Refinery | DDP Site | 7 |  | Spare Part | DV-520-957 | 5 | Solenoid Valve , Type 3-Way 2-Position Pilot Operated Direct Acting, Model FP06-S2-04-32-NU-V-77A-24VDC-LE-65, 24 V | 2 |  |  |  |  | 2 | Piece | 1 |  |  | 165
750 | OPI-SIS-043(B)-007 | 2023-02-15 | SACR-PL-SIS-043(B)-007 | ADISH-P-PO-GE-043(B) | South Adish Condensate Refinery | DDP Site | 7 |  | Spare Part | DV-520-957 | 6 | Pressure Switch IP66, Type Flame Proof Enclosure Ex d , Model MA , 24V | 2 |  |  |  |  | 2 | Piece | 1 |  |  | 165
124 | OPI-SIS-043(C)-001 | 2022-03-01 | SACR-PL-SIS-043(C)-001 | ADISH-P-PO-GE-043(C) | South Adish Condensate Refinery | DDP Site | 1 |  | Main Item | - | PIV-520-005 | Post Indicator Valve , 6", Non-Rising Stem Gate Valve | 1 |  |  |  |  | 1 | Set |  |  |  | 156
125 | OPI-SIS-043(C)-001 | 2022-03-01 | SACR-PL-SIS-043(C)-001 | ADISH-P-PO-GE-043(C) | South Adish Condensate Refinery | DDP Site | 1 |  | Main Item | - | PIV-520-013 | Post Indicator Valve , 6", Non-Rising Stem Gate Valve | 1 |  |  |  |  | 1 | Set |  |  |  | 156
126 | OPI-SIS-043(C)-001 | 2022-03-01 | SACR-PL-SIS-043(C)-001 | ADISH-P-PO-GE-043(C) | South Adish Condensate Refinery | DDP Site | 1 |  | Main Item | - | PIV-545-002 | Post Indicator Valve , 8", Non-Rising Stem Gate Valve | 1 |  |  |  |  | 1 | Set |  |  |  | 156
127 | OPI-SIS-043(C)-001 | 2022-03-01 | SACR-PL-SIS-043(C)-001 | ADISH-P-PO-GE-043(C) | South Adish Condensate Refinery | DDP Site | 1 |  | Main Item | - | PIV-545-003 | Post Indicator Valve , 8", Non-Rising Stem Gate Valve | 1 |  |  |  |  | 1 | Set |  |  |  | 156
128 | OPI-SIS-043(C)-001 | 2022-03-01 | SACR-PL-SIS-043(C)-001 | ADISH-P-PO-GE-043(C) | South Adish Condensate Refinery | DDP Site | 1 |  | Main Item | - | PIV-545-004 | Post Indicator Valve , 8", Non-Rising Stem Gate Valve | 1 |  |  |  |  | 1 | Set |  |  |  | 156
129 | OPI-SIS-043(C)-001 | 2022-03-01 | SACR-PL-SIS-043(C)-001 | ADISH-P-PO-GE-043(C) | South Adish Condensate Refinery | DDP Site | 1 |  | Main Item | - | PIV-545-005 | Post Indicator Valve , 8", Non-Rising Stem Gate Valve | 1 |  |  |  |  | 1 | Set |  |  |  | 156
130 | OPI-SIS-043(C)-001 | 2022-03-01 | SACR-PL-SIS-043(C)-001 | ADISH-P-PO-GE-043(C) | South Adish Condensate Refinery | DDP Site | 1 |  | Main Item | - | PIV-545-006 | Post Indicator Valve , 8", Non-Rising Stem Gate Valve | 1 |  |  |  |  | 1 | Set |  |  |  | 156
131 | OPI-SIS-043(C)-001 | 2022-03-01 | SACR-PL-SIS-043(C)-001 | ADISH-P-PO-GE-043(C) | South Adish Condensate Refinery | DDP Site | 1 |  | Main Item | - | PIV-545-008 | Post Indicator Valve , 8", Non-Rising Stem Gate Valve | 1 |  |  |  |  | 1 | Set |  |  |  | 156
132 | OPI-SIS-043(C)-001 | 2022-03-01 | SACR-PL-SIS-043(C)-001 | ADISH-P-PO-GE-043(C) | South Adish Condensate Refinery | DDP Site | 1 |  | Main Item | - | PIV-545-017 | Post Indicator Valve , 8", Non-Rising Stem Gate Valve | 1 |  |  |  |  | 1 | Set |  |  |  | 156
133 | OPI-SIS-043(C)-001 | 2022-03-01 | SACR-PL-SIS-043(C)-001 | ADISH-P-PO-GE-043(C) | South Adish Condensate Refinery | DDP Site | 1 |  | Main Item | - | PIV-520-008 | Post Indicator Valve , 12", Non-Rising Stem Gate Valve | 1 |  |  |  |  | 1 | Set |  |  |  | 156
134 | OPI-SIS-043(C)-001 | 2022-03-01 | SACR-PL-SIS-043(C)-001 | ADISH-P-PO-GE-043(C) | South Adish Condensate Refinery | DDP Site | 1 |  | Main Item | - | PIV-520-011 | Post Indicator Valve , 12", Non-Rising Stem Gate Valve | 1 |  |  |  |  | 1 | Set |  |  |  | 156
135 | OPI-SIS-043(C)-001 | 2022-03-01 | SACR-PL-SIS-043(C)-001 | ADISH-P-PO-GE-043(C) | South Adish Condensate Refinery | DDP Site | 1 |  | Main Item | - | PIV-545-010 | Post Indicator Valve , 10", Non-Rising Stem Gate Valve | 1 |  |  |  |  | 1 | Set |  |  |  | 156
136 | OPI-SIS-043(C)-001 | 2022-03-01 | SACR-PL-SIS-043(C)-001 | ADISH-P-PO-GE-043(C) | South Adish Condensate Refinery | DDP Site | 1 |  | Main Item | - | PIV-545-011 | Post Indicator Valve , 10", Non-Rising Stem Gate Valve | 1 |  |  |  |  | 1 | Set |  |  |  | 156
137 | OPI-SIS-043(C)-001 | 2022-03-01 | SACR-PL-SIS-043(C)-001 | ADISH-P-PO-GE-043(C) | South Adish Condensate Refinery | DDP Site | 1 |  | Main Item | - | PIV-545-042 | Post Indicator Valve , 10", Non-Rising Stem Gate Valve | 1 |  |  |  |  | 1 | Set |  |  |  | 156
138 | OPI-SIS-043(C)-001 | 2022-03-01 | SACR-PL-SIS-043(C)-001 | ADISH-P-PO-GE-043(C) | South Adish Condensate Refinery | DDP Site | 1 |  | Main Item | - | PIV-545-021 | Post Indicator Valve , 10", Non-Rising Stem Gate Valve | 1 |  |  |  |  | 1 | Set |  |  |  | 156
139 | OPI-SIS-043(C)-001 | 2022-03-01 | SACR-PL-SIS-043(C)-001 | ADISH-P-PO-GE-043(C) | South Adish Condensate Refinery | DDP Site | 1 |  | Main Item | - | PIV-545-034 | Post Indicator Valve , 10", Non-Rising Stem Gate Valve | 1 |  |  |  |  | 1 | Set |  |  |  | 156
140 | OPI-SIS-043(C)-001 | 2022-03-01 | SACR-PL-SIS-043(C)-001 | ADISH-P-PO-GE-043(C) | South Adish Condensate Refinery | DDP Site | 1 |  | Main Item | - | PIV-545-012 | Post Indicator Valve , 10", Non-Rising Stem Gate Valve | 1 |  |  |  |  | 1 | Set |  |  |  | 156
141 | OPI-SIS-043(C)-001 | 2022-03-01 | SACR-PL-SIS-043(C)-001 | ADISH-P-PO-GE-043(C) | South Adish Condensate Refinery | DDP Site | 1 |  | Main Item | - | PIV-LW | Locking Wrench for PIV , Material : Ductile Iron | 17 |  |  |  |  | 17 | PCS |  |  |  | 156
142 | OPI-SIS-043(C)-002 | 2023-02-15 | SACR-PL-SIS-043(C)-002 | ADISH-P-PO-GE-043(C) | South Adish Condensate Refinery | DDP Site | 2 |  | Main Item | - | PIV-545-013 | Post Indicator Valve , 16", Non-Rising Stem Gate Valve | 1 |  |  |  |  | 1 | Set |  |  |  | 141
143 | OPI-SIS-043(C)-002 | 2023-02-15 | SACR-PL-SIS-043(C)-002 | ADISH-P-PO-GE-043(C) | South Adish Condensate Refinery | DDP Site | 2 |  | Main Item | - | PIV-545-027 | Post Indicator Valve , 24", Non-Rising Stem Gate Valve | 1 |  |  |  |  | 1 | Set |  |  |  | 141
144 | OPI-SIS-043(C)-002 | 2023-02-15 | SACR-PL-SIS-043(C)-002 | ADISH-P-PO-GE-043(C) | South Adish Condensate Refinery | DDP Site | 2 |  | Main Item | - | PIV-545-039 | Post Indicator Valve , 24", Non-Rising Stem Gate Valve | 1 |  |  |  |  | 1 | Set |  |  |  | 141
145 | OPI-SIS-043(C)-002 | 2023-02-15 | SACR-PL-SIS-043(C)-002 | ADISH-P-PO-GE-043(C) | South Adish Condensate Refinery | DDP Site | 2 |  | Main Item | - | PIV-545-025 | Post Indicator Valve , 24", Non-Rising Stem Gate Valve | 1 |  |  |  |  | 1 | Set |  |  |  | 141
146 | OPI-SIS-043(C)-002 | 2023-02-15 | SACR-PL-SIS-043(C)-002 | ADISH-P-PO-GE-043(C) | South Adish Condensate Refinery | DDP Site | 2 |  | Main Item | - | PIV-545-022 | Post Indicator Valve , 24", Non-Rising Stem Gate Valve | 1 |  |  |  |  | 1 | Set |  |  |  | 141
147 | OPI-SIS-043(C)-002 | 2023-02-15 | SACR-PL-SIS-043(C)-002 | ADISH-P-PO-GE-043(C) | South Adish Condensate Refinery | DDP Site | 2 |  | Main Item | - | PIV-545-024 | Post Indicator Valve , 24", Non-Rising Stem Gate Valve | 1 |  |  |  |  | 1 | Set |  |  |  | 141
148 | OPI-SIS-043(C)-002 | 2023-02-15 | SACR-PL-SIS-043(C)-002 | ADISH-P-PO-GE-043(C) | South Adish Condensate Refinery | DDP Site | 2 |  | Main Item | - | PIV-545-023 | Post Indicator Valve , 24", Non-Rising Stem Gate Valve | 1 |  |  |  |  | 1 | Set |  |  |  | 141
149 | OPI-SIS-043(C)-002 | 2023-02-15 | SACR-PL-SIS-043(C)-002 | ADISH-P-PO-GE-043(C) | South Adish Condensate Refinery | DDP Site | 2 |  | Main Item | - | PIV-545-037 | Post Indicator Valve , 24", Non-Rising Stem Gate Valve | 1 |  |  |  |  | 1 | Set |  |  |  | 141
150 | OPI-SIS-043(C)-002 | 2023-02-15 | SACR-PL-SIS-043(C)-002 | ADISH-P-PO-GE-043(C) | South Adish Condensate Refinery | DDP Site | 2 |  | Main Item | - | PIV-545-036 | Post Indicator Valve , 24", Non-Rising Stem Gate Valve | 1 |  |  |  |  | 1 | Set |  |  |  | 141
151 | OPI-SIS-043(C)-002 | 2023-02-15 | SACR-PL-SIS-043(C)-002 | ADISH-P-PO-GE-043(C) | South Adish Condensate Refinery | DDP Site | 2 |  | Main Item | - | PIV-545-043 | Post Indicator Valve , 24", Non-Rising Stem Gate Valve | 1 |  |  |  |  | 1 | Set |  |  |  | 141
152 | OPI-SIS-043(C)-002 | 2023-02-15 | SACR-PL-SIS-043(C)-002 | ADISH-P-PO-GE-043(C) | South Adish Condensate Refinery | DDP Site | 2 |  | Main Item | - | PIV-520-001 | Post Indicator Valve , 24", Non-Rising Stem Gate Valve | 1 |  |  |  |  | 1 | Set |  |  |  | 141
153 | OPI-SIS-043(C)-002 | 2023-02-15 | SACR-PL-SIS-043(C)-002 | ADISH-P-PO-GE-043(C) | South Adish Condensate Refinery | DDP Site | 2 |  | Main Item | - | PIV-520-002 | Post Indicator Valve , 24", Non-Rising Stem Gate Valve | 1 |  |  |  |  | 1 | Set |  |  |  | 141
154 | OPI-SIS-043(C)-002 | 2023-02-15 | SACR-PL-SIS-043(C)-002 | ADISH-P-PO-GE-043(C) | South Adish Condensate Refinery | DDP Site | 2 |  | Main Item | - | PIV-520-003 | Post Indicator Valve , 24", Non-Rising Stem Gate Valve | 1 |  |  |  |  | 1 | Set |  |  |  | 141
155 | OPI-SIS-043(C)-002 | 2023-02-15 | SACR-PL-SIS-043(C)-002 | ADISH-P-PO-GE-043(C) | South Adish Condensate Refinery | DDP Site | 2 |  | Main Item | - | PIV-520-004 | Post Indicator Valve , 24", Non-Rising Stem Gate Valve | 1 |  |  |  |  | 1 | Set |  |  |  | 141
156 | OPI-SIS-043(C)-002 | 2023-02-15 | SACR-PL-SIS-043(C)-002 | ADISH-P-PO-GE-043(C) | South Adish Condensate Refinery | DDP Site | 2 |  | Main Item | - | PIV-520-006 | Post Indicator Valve , 24", Non-Rising Stem Gate Valve | 1 |  |  |  |  | 1 | Set |  |  |  | 141
157 | OPI-SIS-043(C)-002 | 2023-02-15 | SACR-PL-SIS-043(C)-002 | ADISH-P-PO-GE-043(C) | South Adish Condensate Refinery | DDP Site | 2 |  | Main Item | - | PIV-520-009 | Post Indicator Valve , 24", Non-Rising Stem Gate Valve | 1 |  |  |  |  | 1 | Set |  |  |  | 141
158 | OPI-SIS-043(C)-002 | 2023-02-15 | SACR-PL-SIS-043(C)-002 | ADISH-P-PO-GE-043(C) | South Adish Condensate Refinery | DDP Site | 2 |  | Main Item | - | PIV-520-016 | Post Indicator Valve , 24", Non-Rising Stem Gate Valve | 1 |  |  |  |  | 1 | Set |  |  |  | 141
159 | OPI-SIS-043(C)-002 | 2023-02-15 | SACR-PL-SIS-043(C)-002 | ADISH-P-PO-GE-043(C) | South Adish Condensate Refinery | DDP Site | 2 |  | Main Item | - | PIV-520-012 | Post Indicator Valve , 24", Non-Rising Stem Gate Valve | 1 |  |  |  |  | 1 | Set |  |  |  | 141
160 | OPI-SIS-043(C)-002 | 2023-02-15 | SACR-PL-SIS-043(C)-002 | ADISH-P-PO-GE-043(C) | South Adish Condensate Refinery | DDP Site | 2 |  | Main Item | - | PIV-520-019 | Post Indicator Valve , 24", Non-Rising Stem Gate Valve | 1 |  |  |  |  | 1 | Set |  |  |  | 141
161 | OPI-SIS-043(C)-002 | 2023-02-15 | SACR-PL-SIS-043(C)-002 | ADISH-P-PO-GE-043(C) | South Adish Condensate Refinery | DDP Site | 2 |  | Main Item | - | PIV-520-007 | Post Indicator Valve , 18", Non-Rising Stem Gate Valve | 1 |  |  |  |  | 1 | Set |  |  |  | 141
162 | OPI-SIS-043(C)-002 | 2023-02-15 | SACR-PL-SIS-043(C)-002 | ADISH-P-PO-GE-043(C) | South Adish Condensate Refinery | DDP Site | 2 |  | Main Item | - | PIV-520-010 | Post Indicator Valve , 18", Non-Rising Stem Gate Valve | 1 |  |  |  |  | 1 | Set |  |  |  | 141
163 | OPI-SIS-043(C)-002 | 2023-02-15 | SACR-PL-SIS-043(C)-002 | ADISH-P-PO-GE-043(C) | South Adish Condensate Refinery | DDP Site | 2 |  | Main Item | - | PIV-520-014 | Post Indicator Valve , 18", Non-Rising Stem Gate Valve | 1 |  |  |  |  | 1 | Set |  |  |  | 141
164 | OPI-SIS-043(C)-002 | 2023-02-15 | SACR-PL-SIS-043(C)-002 | ADISH-P-PO-GE-043(C) | South Adish Condensate Refinery | DDP Site | 2 |  | Main Item | - | PIV-520-015 | Post Indicator Valve , 18", Non-Rising Stem Gate Valve | 1 |  |  |  |  | 1 | Set |  |  |  | 141
165 | OPI-SIS-043(C)-002 | 2023-02-15 | SACR-PL-SIS-043(C)-002 | ADISH-P-PO-GE-043(C) | South Adish Condensate Refinery | DDP Site | 2 |  | Main Item | - | PIV-520-017 | Post Indicator Valve , 18", Non-Rising Stem Gate Valve | 1 |  |  |  |  | 1 | Set |  |  |  | 141
166 | OPI-SIS-043(C)-002 | 2023-02-15 | SACR-PL-SIS-043(C)-002 | ADISH-P-PO-GE-043(C) | South Adish Condensate Refinery | DDP Site | 2 |  | Main Item | - | PIV-520-018 | Post Indicator Valve , 18", Non-Rising Stem Gate Valve | 1 |  |  |  |  | 1 | Set |  |  |  | 141
167 | OPI-SIS-043(C)-002 | 2023-02-15 | SACR-PL-SIS-043(C)-002 | ADISH-P-PO-GE-043(C) | South Adish Condensate Refinery | DDP Site | 2 |  | Main Item | - | PIV-545-009 | Post Indicator Valve , 16", Non-Rising Stem Gate Valve | 1 |  |  |  |  | 1 | Set |  |  |  | 141
168 | OPI-SIS-043(C)-002 | 2023-02-15 | SACR-PL-SIS-043(C)-002 | ADISH-P-PO-GE-043(C) | South Adish Condensate Refinery | DDP Site | 2 |  | Main Item | - | PIV-545-026 | Post Indicator Valve , 16", Non-Rising Stem Gate Valve | 1 |  |  |  |  | 1 | Set |  |  |  | 141
169 | OPI-SIS-043(C)-002 | 2023-02-15 | SACR-PL-SIS-043(C)-002 | ADISH-P-PO-GE-043(C) | South Adish Condensate Refinery | DDP Site | 2 |  | Main Item | - | PIV-545-035 | Post Indicator Valve , 16", Non-Rising Stem Gate Valve | 1 |  |  |  |  | 1 | Set |  |  |  | 141
170 | OPI-SIS-043(C)-002 | 2023-02-15 | SACR-PL-SIS-043(C)-002 | ADISH-P-PO-GE-043(C) | South Adish Condensate Refinery | DDP Site | 2 |  | Main Item | - | PIV-545-038 | Post Indicator Valve , 16", Non-Rising Stem Gate Valve | 1 |  |  |  |  | 1 | Set |  |  |  | 141
171 | OPI-SIS-043(C)-002 | 2023-02-15 | SACR-PL-SIS-043(C)-002 | ADISH-P-PO-GE-043(C) | South Adish Condensate Refinery | DDP Site | 2 |  | Main Item | - | PIV-545-040 | Post Indicator Valve , 16", Non-Rising Stem Gate Valve | 1 |  |  |  |  | 1 | Set |  |  |  | 141
172 | OPI-SIS-043(C)-002 | 2023-02-15 | SACR-PL-SIS-043(C)-002 | ADISH-P-PO-GE-043(C) | South Adish Condensate Refinery | DDP Site | 2 |  | Main Item | - | PIV-545-041 | Post Indicator Valve , 16", Non-Rising Stem Gate Valve | 1 |  |  |  |  | 1 | Set |  |  |  | 141
173 | OPI-SIS-043(C)-002 | 2023-02-15 | SACR-PL-SIS-043(C)-002 | ADISH-P-PO-GE-043(C) | South Adish Condensate Refinery | DDP Site | 2 |  | Main Item | - | PIV-545-029 | Post Indicator Valve , 16", Non-Rising Stem Gate Valve | 1 |  |  |  |  | 1 | Set |  |  |  | 141
174 | OPI-SIS-043(C)-002 | 2023-02-15 | SACR-PL-SIS-043(C)-002 | ADISH-P-PO-GE-043(C) | South Adish Condensate Refinery | DDP Site | 2 |  | Main Item | - | PIV-545-030 | Post Indicator Valve , 16", Non-Rising Stem Gate Valve | 1 |  |  |  |  | 1 | Set |  |  |  | 141
175 | OPI-SIS-043(C)-002 | 2023-02-15 | SACR-PL-SIS-043(C)-002 | ADISH-P-PO-GE-043(C) | South Adish Condensate Refinery | DDP Site | 2 |  | Main Item | - | PIV-545-031 | Post Indicator Valve , 16", Non-Rising Stem Gate Valve | 1 |  |  |  |  | 1 | Set |  |  |  | 141
176 | OPI-SIS-043(C)-002 | 2023-02-15 | SACR-PL-SIS-043(C)-002 | ADISH-P-PO-GE-043(C) | South Adish Condensate Refinery | DDP Site | 2 |  | Main Item | - | PIV-545-028 | Post Indicator Valve , 16", Non-Rising Stem Gate Valve | 1 |  |  |  |  | 1 | Set |  |  |  | 141
177 | OPI-SIS-043(C)-002 | 2023-02-15 | SACR-PL-SIS-043(C)-002 | ADISH-P-PO-GE-043(C) | South Adish Condensate Refinery | DDP Site | 2 |  | Main Item | - | PIV-545-032 | Post Indicator Valve , 16", Non-Rising Stem Gate Valve | 1 |  |  |  |  | 1 | Set |  |  |  | 141
178 | OPI-SIS-043(C)-002 | 2023-02-15 | SACR-PL-SIS-043(C)-002 | ADISH-P-PO-GE-043(C) | South Adish Condensate Refinery | DDP Site | 2 |  | Main Item | - | PIV-545-020 | Post Indicator Valve , 16", Non-Rising Stem Gate Valve | 1 |  |  |  |  | 1 | Set |  |  |  | 141
179 | OPI-SIS-043(C)-002 | 2023-02-15 | SACR-PL-SIS-043(C)-002 | ADISH-P-PO-GE-043(C) | South Adish Condensate Refinery | DDP Site | 2 |  | Main Item | - | PIV-545-019 | Post Indicator Valve , 16", Non-Rising Stem Gate Valve | 1 |  |  |  |  | 1 | Set |  |  |  | 141
180 | OPI-SIS-043(C)-002 | 2023-02-15 | SACR-PL-SIS-043(C)-002 | ADISH-P-PO-GE-043(C) | South Adish Condensate Refinery | DDP Site | 2 |  | Main Item | - | PIV-545-016 | Post Indicator Valve , 16", Non-Rising Stem Gate Valve | 1 |  |  |  |  | 1 | Set |  |  |  | 141
758 | OPI-SIS-043(C)-002 | 2023-02-15 | SACR-PL-SIS-043(C)-002 | ADISH-P-PO-GE-043(C) | South Adish Condensate Refinery | DDP Site | 2 |  | Main Item | - | PIV-545-018 | Post Indicator Valve , 16", Non-Rising Stem Gate Valve | 1 |  |  |  |  | 1 | Set |  |  |  | 141
759 | OPI-SIS-043(C)-002 | 2023-02-15 | SACR-PL-SIS-043(C)-002 | ADISH-P-PO-GE-043(C) | South Adish Condensate Refinery | DDP Site | 2 |  | Main Item | - | PIV-545-014 | Post Indicator Valve , 16", Non-Rising Stem Gate Valve | 1 |  |  |  |  | 1 | Set |  |  |  | 141
760 | OPI-SIS-043(C)-002 | 2023-02-15 | SACR-PL-SIS-043(C)-002 | ADISH-P-PO-GE-043(C) | South Adish Condensate Refinery | DDP Site | 2 |  | Main Item | - | PIV-545-015 | Post Indicator Valve , 16", Non-Rising Stem Gate Valve | 1 |  |  |  |  | 1 | Set |  |  |  | 141
726 | OPI-SIS-043(C)-003 | 2023-02-15 | SACR-PL-SIS-043(C)-004 | ADISH-P-PO-GE-043(C) | South Adish Condensate Refinery | DDP Site | 4 |  | Commissioning Spare Part | PIV-520-001 | 1 | STEM LINK DUCTILE COST IRON | 3 |  | 3 |  |  | 6 | Set | 1 | Advise Vendor of Overage/Shortage |  | 197
727 | OPI-SIS-043(C)-003 | 2023-02-15 | SACR-PL-SIS-043(C)-004 | ADISH-P-PO-GE-043(C) | South Adish Condensate Refinery | DDP Site | 4 |  | Commissioning Spare Part | PIV-520-002 | 2 | GLASS FOR WINDOW FLANGE MATERIAL GLASS | 6 |  |  |  |  | 6 | Set | 1 |  |  | 197
728 | OPI-SIS-043(C)-003 | 2023-02-15 | SACR-PL-SIS-043(C)-004 | ADISH-P-PO-GE-043(C) | South Adish Condensate Refinery | DDP Site | 4 |  | Commissioning Spare Part | PIV-520-003 | 3 | LOCKING AND OPENINGWRENCH DOCTILE CAST IRON | 3 |  |  |  |  | 3 | Set | 1 |  |  | 197
729 | OPI-SIS-043(C)-003 | 2023-02-15 | SACR-PL-SIS-043(C)-004 | ADISH-P-PO-GE-043(C) | South Adish Condensate Refinery | DDP Site | 4 |  | Spare Part | PIV-520-002 | 4 | 24"FLANGED NRS GATE VALVE#150 FF DOCTILE IRON | 2 |  |  |  |  | 2 | Set | 1 |  |  | 197
730 | OPI-SIS-043(C)-003 | 2023-02-15 | SACR-PL-SIS-043(C)-004 | ADISH-P-PO-GE-043(C) | South Adish Condensate Refinery | DDP Site | 4 |  | Spare Part | PIV-520-007 | 5 | 18"FLANGED NRS GATE VALVE#150 FF DOCTILE IRON | 1 |  |  |  |  | 1 | Set | 1 |  |  | 197
731 | OPI-SIS-043(C)-003 | 2023-02-15 | SACR-PL-SIS-043(C)-004 | ADISH-P-PO-GE-043(C) | South Adish Condensate Refinery | DDP Site | 4 |  | Spare Part | PIV-545-013 | 6 | 16"FLANGED NRS GATE VALVE#150 FF DOCTILE IRON | 1 |  |  |  |  | 1 | Set | 1 |  |  | 197
732 | OPI-SIS-043(C)-003 | 2023-02-15 | SACR-PL-SIS-043(C)-004 | ADISH-P-PO-GE-043(C) | South Adish Condensate Refinery | DDP Site | 4 |  | Spare Part | PIV-520-008 | 7 | 12"FLANGED NRS GATE VALVE#150 FF DOCTILE IRON | 1 |  |  |  |  | 1 | Set | 1 |  |  | 197
733 | OPI-SIS-043(C)-003 | 2023-02-15 | SACR-PL-SIS-043(C)-004 | ADISH-P-PO-GE-043(C) | South Adish Condensate Refinery | DDP Site | 4 |  | Spare Part | PIV-545-011 | 8 | 10"FLANGED NRS GATE VALVE#150 FF DOCTILE IRON | 1 |  |  |  |  | 1 | Set | 1 |  |  | 197
734 | OPI-SIS-043(C)-003 | 2023-02-15 | SACR-PL-SIS-043(C)-004 | ADISH-P-PO-GE-043(C) | South Adish Condensate Refinery | DDP Site | 4 |  | Spare Part | PIV-545-002 | 9 | 8"FLANGED NRS GATE VALVE#150 FF DOCTILE IRON | 1 |  |  |  |  | 1 | Set | 1 |  |  | 197
735 | OPI-SIS-043(C)-003 | 2023-02-15 | SACR-PL-SIS-043(C)-004 | ADISH-P-PO-GE-043(C) | South Adish Condensate Refinery | DDP Site | 4 |  | Spare Part | PIV-520-005 | 10 | 6"FLANGED NRS GATE VALVE#150 FF DOCTILE IRON | 1 |  |  |  |  | 1 | Set | 1 |  |  | 197
736 | OPI-SIS-043(C)-003 | 2023-02-15 | SACR-PL-SIS-043(C)-004 | ADISH-P-PO-GE-043(C) | South Adish Condensate Refinery | DDP Site | 4 |  | Spare Part | PIV-520-002 | 11 | POST INDICATOR DUCILE IRON | 6 |  |  |  |  | 6 | Set | 1 |  |  | 197
751 | OPI-SIS-043(C)-004 | 2023-02-15 | SACR-PL-SIS-043(C)-005 | ADISH-P-PO-GE-043(C) | South Adish Condensate Refinery | DDP Site | 5 |  | Commissioning Spare Part | PIV-520-001 | 01 | Pressure Gauge | 2 |  |  |  |  | 2 | Piece | 1 |  |  | 197
752 | OPI-SIS-043(C)-004 | 2023-02-15 | SACR-PL-SIS-043(C)-005 | ADISH-P-PO-GE-043(C) | South Adish Condensate Refinery | DDP Site | 5 |  | Commissioning Spare Part | PIV-520-001 | 02 | Gasket 8" | 2 |  |  |  |  | 2 | Piece | 1 |  |  | 197
753 | OPI-SIS-043(C)-004 | 2023-02-15 | SACR-PL-SIS-043(C)-005 | ADISH-P-PO-GE-043(C) | South Adish Condensate Refinery | DDP Site | 5 |  | Commissioning Spare Part | PIV-520-001 | 03 | Gasket 6" | 2 |  |  |  |  | 2 | Piece | 1 |  |  | 197
754 | OPI-SIS-043(C)-004 | 2023-02-15 | SACR-PL-SIS-043(C)-005 | ADISH-P-PO-GE-043(C) | South Adish Condensate Refinery | DDP Site | 5 |  | Commissioning Spare Part | PIV-520-001 | 04 | Gasket 4" | 2 |  |  |  |  | 2 | Piece | 1 |  |  | 197
755 | OPI-SIS-043(C)-004 | 2023-02-15 | SACR-PL-SIS-043(C)-005 | ADISH-P-PO-GE-043(C) | South Adish Condensate Refinery | DDP Site | 5 |  | Commissioning Spare Part | PIV-520-001 | 05 | Gasket 3" | 2 |  |  |  |  | 2 | Piece | 1 |  |  | 197
756 | OPI-SIS-043(C)-004 | 2023-02-15 | SACR-PL-SIS-043(C)-005 | ADISH-P-PO-GE-043(C) | South Adish Condensate Refinery | DDP Site | 5 |  | Commissioning Spare Part | PIV-520-001 | 06 | Gasket 2" | 2 |  |  |  |  | 2 | Piece | 1 |  |  | 197
757 | OPI-SIS-043(C)-004 | 2023-02-15 | SACR-PL-SIS-043(C)-005 | ADISH-P-PO-GE-043(C) | South Adish Condensate Refinery | DDP Site | 5 |  | Commissioning Spare Part | PIV-520-001 | 07 | Ball Valve 2" Class 150 | 2 |  |  |  |  | 2 | Piece | 1 |  | برروی متریالCLASS150حک نشده است | 197
31 | OPI-SIS-044-001 | 2022-03-01 | SACR-PL-SIS-044-001 | ADISH-P-PO-GE-044 | SISICO | DDP Site | 1 |  | Main Item | - | FH-501-001 | Fire Water Hydrant For CDU | 1 |  |  |  |  | 1 | Piece |  |  |  | 194
32 | OPI-SIS-044-001 | 2022-03-01 | SACR-PL-SIS-044-001 | ADISH-P-PO-GE-044 | SISICO | DDP Site | 1 |  | Main Item | - | FH-501-001 | Fire Water Hydrant For CDU | 1 |  |  |  |  | 1 | Piece |  |  |  | 194
33 | OPI-SIS-044-001 | 2022-03-01 | SACR-PL-SIS-044-001 | ADISH-P-PO-GE-044 | SISICO | DDP Site | 1 |  | Main Item | - | FH-501-002 | Fire Water Hydrant For CDU | 1 |  |  |  |  | 1 | Piece |  |  |  | 194
34 | OPI-SIS-044-001 | 2022-03-01 | SACR-PL-SIS-044-001 | ADISH-P-PO-GE-044 | SISICO | DDP Site | 1 |  | Main Item | - | FH-501-003 | Fire Water Hydrant For CDU | 1 |  |  |  |  | 1 | Piece |  |  |  | 194
35 | OPI-SIS-044-001 | 2022-03-01 | SACR-PL-SIS-044-001 | ADISH-P-PO-GE-044 | SISICO | DDP Site | 1 |  | Main Item | - | FH-501-004 | Fire Water Hydrant For CDU | 1 |  |  |  |  | 1 | Piece |  |  |  | 194
36 | OPI-SIS-044-001 | 2022-03-01 | SACR-PL-SIS-044-001 | ADISH-P-PO-GE-044 | SISICO | DDP Site | 1 |  | Main Item | - | FH-501-007 | Fire Water Hydrant For CDU | 1 |  |  |  |  | 1 | Piece |  |  |  | 194
37 | OPI-SIS-044-001 | 2022-03-01 | SACR-PL-SIS-044-001 | ADISH-P-PO-GE-044 | SISICO | DDP Site | 1 |  | Main Item | - | FH-502-001 | Fire Water Hydrant For NHT | 1 |  |  |  |  | 1 | Piece |  |  |  | 194
38 | OPI-SIS-044-001 | 2022-03-01 | SACR-PL-SIS-044-001 | ADISH-P-PO-GE-044 | SISICO | DDP Site | 1 |  | Main Item | - | FH-502-002 | Fire Water Hydrant For NHT | 1 |  |  |  |  | 1 | Piece |  |  |  | 194
39 | OPI-SIS-044-001 | 2022-03-01 | SACR-PL-SIS-044-001 | ADISH-P-PO-GE-044 | SISICO | DDP Site | 1 |  | Main Item | - | FH-502-003 | Fire Water Hydrant For NHT | 1 |  |  |  |  | 1 | Piece |  |  |  | 194
40 | OPI-SIS-044-001 | 2022-03-01 | SACR-PL-SIS-044-001 | ADISH-P-PO-GE-044 | SISICO | DDP Site | 1 |  | Main Item | - | FH-502-004 | Fire Water Hydrant For NHT | 1 |  |  |  |  | 1 | Piece |  |  |  | 194
41 | OPI-SIS-044-001 | 2022-03-01 | SACR-PL-SIS-044-001 | ADISH-P-PO-GE-044 | SISICO | DDP Site | 1 |  | Main Item | - | FH-502-005 | Fire Water Hydrant For NHT | 1 |  |  |  |  | 1 | Piece |  |  |  | 194
42 | OPI-SIS-044-001 | 2022-03-01 | SACR-PL-SIS-044-001 | ADISH-P-PO-GE-044 | SISICO | DDP Site | 1 |  | Main Item | - | FH-502-006 | Fire Water Hydrant For NHT | 1 |  |  |  |  | 1 | Piece |  |  |  | 194
43 | OPI-SIS-044-001 | 2022-03-01 | SACR-PL-SIS-044-001 | ADISH-P-PO-GE-044 | SISICO | DDP Site | 1 |  | Main Item | - | FH-505-003 | Fire Water Hydrant For LPG/LPT | 1 |  |  |  |  | 1 | Piece |  |  |  | 194
44 | OPI-SIS-044-001 | 2022-03-01 | SACR-PL-SIS-044-001 | ADISH-P-PO-GE-044 | SISICO | DDP Site | 1 |  | Main Item | - | FH-505-004 | Fire Water Hydrant For LPG/LPT | 1 |  |  |  |  | 1 | Piece |  |  |  | 194
45 | OPI-SIS-044-001 | 2022-03-01 | SACR-PL-SIS-044-001 | ADISH-P-PO-GE-044 | SISICO | DDP Site | 1 |  | Main Item | - | FH-505-005 | Fire Water Hydrant For LPG/LPT | 1 |  |  |  |  | 1 | Piece |  |  |  | 194
46 | OPI-SIS-044-001 | 2022-03-01 | SACR-PL-SIS-044-001 | ADISH-P-PO-GE-044 | SISICO | DDP Site | 1 |  | Main Item | - | FH-505-006 | Fire Water Hydrant For LPG/LPT | 1 |  |  |  |  | 1 | Piece |  |  |  | 194
47 | OPI-SIS-044-001 | 2022-03-01 | SACR-PL-SIS-044-001 | ADISH-P-PO-GE-044 | SISICO | DDP Site | 1 |  | Main Item | - | FH-505-007 | Fire Water Hydrant For LPG/LPT | 1 |  |  |  |  | 1 | Piece |  |  |  | 194
48 | OPI-SIS-044-001 | 2022-03-01 | SACR-PL-SIS-044-001 | ADISH-P-PO-GE-044 | SISICO | DDP Site | 1 |  | Main Item | - | FH-509-001 | Fire Water Hydrant For AMN/SWS | 1 |  |  |  |  | 1 | Piece |  |  |  | 194
49 | OPI-SIS-044-001 | 2022-03-01 | SACR-PL-SIS-044-001 | ADISH-P-PO-GE-044 | SISICO | DDP Site | 1 |  | Main Item | - | FH-509-002 | Fire Water Hydrant For AMN/SWS | 1 |  |  |  |  | 1 | Piece |  |  |  | 194
50 | OPI-SIS-044-001 | 2022-03-01 | SACR-PL-SIS-044-001 | ADISH-P-PO-GE-044 | SISICO | DDP Site | 1 |  | Main Item | - | FH-509-003 | Fire Water Hydrant For AMN/SWS | 1 |  |  |  |  | 1 | Piece |  |  |  | 194
51 | OPI-SIS-044-001 | 2022-03-01 | SACR-PL-SIS-044-001 | ADISH-P-PO-GE-044 | SISICO | DDP Site | 1 |  | Main Item | - | FH-509-004 | Fire Water Hydrant For AMN/SWS | 1 |  |  |  |  | 1 | Piece |  |  |  | 194
52 | OPI-SIS-044-001 | 2022-03-01 | SACR-PL-SIS-044-001 | ADISH-P-PO-GE-044 | SISICO | DDP Site | 1 |  | Main Item | - | FH-509-005 | Fire Water Hydrant For AMN/SWS | 1 |  |  |  |  | 1 | Piece |  |  |  | 194
53 | OPI-SIS-044-001 | 2022-03-01 | SACR-PL-SIS-044-001 | ADISH-P-PO-GE-044 | SISICO | DDP Site | 1 |  | Main Item | - | FH-516-001 | Fire Water Hydrant For MDH | 1 |  |  |  |  | 1 | Piece |  |  |  | 194
54 | OPI-SIS-044-001 | 2022-03-01 | SACR-PL-SIS-044-001 | ADISH-P-PO-GE-044 | SISICO | DDP Site | 1 |  | Main Item | - | FH-516-002 | Fire Water Hydrant For MDH | 1 |  |  |  |  | 1 | Piece |  |  |  | 194
55 | OPI-SIS-044-001 | 2022-03-01 | SACR-PL-SIS-044-001 | ADISH-P-PO-GE-044 | SISICO | DDP Site | 1 |  | Main Item | - | FH-516-003 | Fire Water Hydrant For MDH | 1 |  |  |  |  | 1 | Piece |  |  |  | 194
56 | OPI-SIS-044-001 | 2022-03-01 | SACR-PL-SIS-044-001 | ADISH-P-PO-GE-044 | SISICO | DDP Site | 1 |  | Main Item | - | FH-520-001 | Fire Water Hydrant For TNK | 1 |  |  |  |  | 1 | Piece |  |  |  | 194
57 | OPI-SIS-044-001 | 2022-03-01 | SACR-PL-SIS-044-001 | ADISH-P-PO-GE-044 | SISICO | DDP Site | 1 |  | Main Item | - | FH-530-002 | Fire Water Hydrant For TNK | 1 |  |  |  |  | 1 | Piece |  |  |  | 194
58 | OPI-SIS-044-001 | 2022-03-01 | SACR-PL-SIS-044-001 | ADISH-P-PO-GE-044 | SISICO | DDP Site | 1 |  | Main Item | - | FH-545-001 | Fire Water Hydrant For Utility/Offsite | 1 |  |  |  |  | 1 | Piece |  |  |  | 194
59 | OPI-SIS-044-001 | 2022-03-01 | SACR-PL-SIS-044-001 | ADISH-P-PO-GE-044 | SISICO | DDP Site | 1 |  | Main Item | - | FH-545-002 | Fire Water Hydrant For Utility/Offsite | 1 |  |  |  |  | 1 | Piece |  |  |  | 194
60 | OPI-SIS-044-001 | 2022-03-01 | SACR-PL-SIS-044-001 | ADISH-P-PO-GE-044 | SISICO | DDP Site | 1 |  | Main Item | - | FH-545-003 | Fire Water Hydrant For Utility/Offsite | 1 |  |  |  |  | 1 | Piece |  |  |  | 194
61 | OPI-SIS-044-001 | 2022-03-01 | SACR-PL-SIS-044-001 | ADISH-P-PO-GE-044 | SISICO | DDP Site | 1 |  | Main Item | - | FH-545-004 | Fire Water Hydrant For Utility/Offsite | 1 |  |  |  |  | 1 | Piece |  |  |  | 194
62 | OPI-SIS-044-001 | 2022-03-01 | SACR-PL-SIS-044-001 | ADISH-P-PO-GE-044 | SISICO | DDP Site | 1 |  | Main Item | - | FH-545-005 | Fire Water Hydrant For Utility/Offsite | 1 |  |  |  |  | 1 | Piece |  |  |  | 194
63 | OPI-SIS-044-001 | 2022-03-01 | SACR-PL-SIS-044-001 | ADISH-P-PO-GE-044 | SISICO | DDP Site | 1 |  | Main Item | - | FH-545-006 | Fire Water Hydrant For Utility/Offsite | 1 |  |  |  |  | 1 | Piece |  |  |  | 194
64 | OPI-SIS-044-001 | 2022-03-01 | SACR-PL-SIS-044-001 | ADISH-P-PO-GE-044 | SISICO | DDP Site | 1 |  | Main Item | - | FH-545-007 | Fire Water Hydrant For Utility/Offsite | 1 |  |  |  |  | 1 | Piece |  |  |  | 194
65 | OPI-SIS-044-001 | 2022-03-01 | SACR-PL-SIS-044-001 | ADISH-P-PO-GE-044 | SISICO | DDP Site | 1 |  | Main Item | - | FH-545-008 | Fire Water Hydrant For Utility/Offsite | 1 |  |  |  |  | 1 | Piece |  |  |  | 194
66 | OPI-SIS-044-001 | 2022-03-01 | SACR-PL-SIS-044-001 | ADISH-P-PO-GE-044 | SISICO | DDP Site | 1 |  | Main Item | - | FH-545-009 | Fire Water Hydrant For Utility/Offsite | 1 |  |  |  |  | 1 | Piece |  |  |  | 194
67 | OPI-SIS-044-001 | 2022-03-01 | SACR-PL-SIS-044-001 | ADISH-P-PO-GE-044 | SISICO | DDP Site | 1 |  | Main Item | - | FH-545-011 | Fire Water Hydrant For Utility/Offsite | 1 |  |  |  |  | 1 | Piece |  |  |  | 194
68 | OPI-SIS-044-001 | 2022-03-01 | SACR-PL-SIS-044-001 | ADISH-P-PO-GE-044 | SISICO | DDP Site | 1 |  | Main Item | - | FH-545-012 | Fire Water Hydrant For Utility/Offsite | 1 |  |  |  |  | 1 | Piece |  |  |  | 194
69 | OPI-SIS-044-001 | 2022-03-01 | SACR-PL-SIS-044-001 | ADISH-P-PO-GE-044 | SISICO | DDP Site | 1 |  | Main Item | - | FH-545-013 | Fire Water Hydrant For Utility/Offsite | 1 |  |  |  |  | 1 | Piece |  |  |  | 194
70 | OPI-SIS-044-001 | 2022-03-01 | SACR-PL-SIS-044-001 | ADISH-P-PO-GE-044 | SISICO | DDP Site | 1 |  | Main Item | - | FH-545-017 | Fire Water Hydrant For Utility/Offsite | 1 |  |  |  |  | 1 | Piece |  |  |  | 194
196 | OPI-SIS-044-002 | 2022-03-01 | SACR-PL-SIS-044-002 | ADISH-P-PO-GE-044 | SISICO | DDP Site | 2 |  | Main Item | - | Foam-AFFF-3% | Foam 3% AFFF | 16600 |  |  |  |  | 16600 | Liter |  |  |  | 194
197 | OPI-SIS-044-002 | 2022-03-01 | SACR-PL-SIS-044-002 | ADISH-P-PO-GE-044 | SISICO | DDP Site | 2 |  | Main Item | - | Foam-AFFF-3% | Foam 3% AFFF | 100 |  |  |  |  | 100 | Liter |  |  |  | 194
198 | OPI-SIS-044-002 | 2022-03-01 | SACR-PL-SIS-044-002 | ADISH-P-PO-GE-044 | SISICO | DDP Site | 2 |  | Main Item | - | Foam-AFFF-3% | Foam 3% AFFF | 40 |  |  |  |  | 40 | Liter |  |  |  | 194
199 | OPI-SIS-044-002 | 2022-03-01 | SACR-PL-SIS-044-002 | ADISH-P-PO-GE-044 | SISICO | DDP Site | 2 |  | Main Item | - | Foam-AFFF-3% | Foam 3% AFFF | 20 |  |  |  |  | 20 | Liter |  |  |  | 194
200 | OPI-SIS-044-002 | 2022-03-01 | SACR-PL-SIS-044-002 | ADISH-P-PO-GE-044 | SISICO | DDP Site | 2 |  | Main Item | - | Foam-AFFF-3% | Foam 3% AFFF | 20 |  |  |  |  | 20 | Liter |  |  |  | 194
442 | OPI-SIS-044-003 | 2022-10-12 | SACR-PL-SIS-044-003 | ADISH-P-PO-GE-044 | SISICO | DDP Site | 3 |  | Main Item | - | FHB-501-001 | Foam Hose Box For CDU | 1 |  |  |  |  | 1 | Piece | 100 |  |  | ابتدای دوره
443 | OPI-SIS-044-003 | 2022-10-12 | SACR-PL-SIS-044-003 | ADISH-P-PO-GE-044 | SISICO | DDP Site | 3 |  | Main Item | - | FHB-501-002 | Foam Hose Box For CDU | 1 |  |  |  |  | 1 | Piece | 100 |  |  | ابتدای دوره
444 | OPI-SIS-044-003 | 2022-10-12 | SACR-PL-SIS-044-003 | ADISH-P-PO-GE-044 | SISICO | DDP Site | 3 |  | Main Item | - | FHB-501-003 | Foam Hose Box For CDU | 1 |  |  |  |  | 1 | Piece | 100 |  |  | ابتدای دوره
445 | OPI-SIS-044-003 | 2022-10-12 | SACR-PL-SIS-044-003 | ADISH-P-PO-GE-044 | SISICO | DDP Site | 3 |  | Main Item | - | FHB-501-004 | Foam Hose Box For CDU | 1 |  |  |  |  | 1 | Piece | 100 |  |  | ابتدای دوره
446 | OPI-SIS-044-003 | 2022-10-12 | SACR-PL-SIS-044-003 | ADISH-P-PO-GE-044 | SISICO | DDP Site | 3 |  | Main Item | - | FHB-501-005 | Foam Hose Box For CDU | 1 |  |  |  |  | 1 | Piece | 100 |  |  | ابتدای دوره
447 | OPI-SIS-044-003 | 2022-10-12 | SACR-PL-SIS-044-003 | ADISH-P-PO-GE-044 | SISICO | DDP Site | 3 |  | Main Item | - | FHB-502-001 | Foam Hose Box For NHT | 1 |  |  |  |  | 1 | Piece | 100 |  |  | ابتدای دوره
448 | OPI-SIS-044-003 | 2022-10-12 | SACR-PL-SIS-044-003 | ADISH-P-PO-GE-044 | SISICO | DDP Site | 3 |  | Main Item | - | FHB-502-002 | Foam Hose Box For NHT | 1 |  |  |  |  | 1 | Piece | 100 |  |  | ابتدای دوره
449 | OPI-SIS-044-003 | 2022-10-12 | SACR-PL-SIS-044-003 | ADISH-P-PO-GE-044 | SISICO | DDP Site | 3 |  | Main Item | - | FHB-502-003 | Foam Hose Box For NHT | 1 |  |  |  |  | 1 | Piece | 100 |  |  | ابتدای دوره
450 | OPI-SIS-044-003 | 2022-10-12 | SACR-PL-SIS-044-003 | ADISH-P-PO-GE-044 | SISICO | DDP Site | 3 |  | Main Item | - | FHB-502-004 | Foam Hose Box For NHT | 1 |  |  |  |  | 1 | Piece | 100 |  |  | ابتدای دوره
451 | OPI-SIS-044-003 | 2022-10-12 | SACR-PL-SIS-044-003 | ADISH-P-PO-GE-044 | SISICO | DDP Site | 3 |  | Main Item | - | FHB-516-001 | Foam Hose Box For MDH | 1 |  |  |  |  | 1 | Piece | 100 |  |  | ابتدای دوره
452 | OPI-SIS-044-003 | 2022-10-12 | SACR-PL-SIS-044-003 | ADISH-P-PO-GE-044 | SISICO | DDP Site | 3 |  | Main Item | - | FHB-516-002 | Foam Hose Box For MDH | 1 |  |  |  |  | 1 | Piece | 100 |  |  | ابتدای دوره
453 | OPI-SIS-044-003 | 2022-10-12 | SACR-PL-SIS-044-003 | ADISH-P-PO-GE-044 | SISICO | DDP Site | 3 |  | Main Item | - | FHB-516-003 | Foam Hose Box For MDH | 1 |  |  |  |  | 1 | Piece | 100 |  |  | ابتدای دوره
454 | OPI-SIS-044-003 | 2022-10-12 | SACR-PL-SIS-044-003 | ADISH-P-PO-GE-044 | SISICO | DDP Site | 3 |  | Main Item | - | FHB-516-004 | Foam Hose Box For MDH | 1 |  |  |  |  | 1 | Piece | 100 |  |  | ابتدای دوره
455 | OPI-SIS-044-003 | 2022-10-12 | SACR-PL-SIS-044-003 | ADISH-P-PO-GE-044 | SISICO | DDP Site | 3 |  | Main Item | - | FHB-520-001 | Foam Hose Box For TNK | 1 |  |  |  |  | 1 | Piece | 100 |  |  | ابتدای دوره
456 | OPI-SIS-044-003 | 2022-10-12 | SACR-PL-SIS-044-003 | ADISH-P-PO-GE-044 | SISICO | DDP Site | 3 |  | Main Item | - | FHB-520-002 | Foam Hose Box For TNK | 1 |  |  |  |  | 1 | Piece | 100 |  |  | ابتدای دوره
457 | OPI-SIS-044-003 | 2022-10-12 | SACR-PL-SIS-044-003 | ADISH-P-PO-GE-044 | SISICO | DDP Site | 3 |  | Main Item | - | FHB-520-003 | Foam Hose Box For TNK | 1 |  |  |  |  | 1 | Piece | 100 |  |  | ابتدای دوره
458 | OPI-SIS-044-003 | 2022-10-12 | SACR-PL-SIS-044-003 | ADISH-P-PO-GE-044 | SISICO | DDP Site | 3 |  | Main Item | - | FHB-520-004 | Foam Hose Box For TNK | 1 |  |  |  |  | 1 | Piece | 100 |  |  | ابتدای دوره
459 | OPI-SIS-044-003 | 2022-10-12 | SACR-PL-SIS-044-003 | ADISH-P-PO-GE-044 | SISICO | DDP Site | 3 |  | Main Item | - | FHB-520-005 | Foam Hose Box For TNK | 1 |  |  |  |  | 1 | Piece | 100 |  |  | ابتدای دوره
460 | OPI-SIS-044-003 | 2022-10-12 | SACR-PL-SIS-044-003 | ADISH-P-PO-GE-044 | SISICO | DDP Site | 3 |  | Main Item | - | FHB-520-006 | Foam Hose Box For TNK | 1 |  |  |  |  | 1 | Piece | 100 |  |  | ابتدای دوره
461 | OPI-SIS-044-003 | 2022-10-12 | SACR-PL-SIS-044-003 | ADISH-P-PO-GE-044 | SISICO | DDP Site | 3 |  | Main Item | - | FHB-520-007 | Foam Hose Box For TNK | 1 |  |  |  |  | 1 | Piece | 100 |  |  | ابتدای دوره
462 | OPI-SIS-044-003 | 2022-10-12 | SACR-PL-SIS-044-003 | ADISH-P-PO-GE-044 | SISICO | DDP Site | 3 |  | Main Item | - | FHB-520-008 | Foam Hose Box For TNK | 1 |  |  |  |  | 1 | Piece | 100 |  |  | ابتدای دوره
463 | OPI-SIS-044-003 | 2022-10-12 | SACR-PL-SIS-044-003 | ADISH-P-PO-GE-044 | SISICO | DDP Site | 3 |  | Main Item | - | FHB-520-009 | Foam Hose Box For TNK | 1 |  |  |  |  | 1 | Piece | 100 |  |  | ابتدای دوره
464 | OPI-SIS-044-003 | 2022-10-12 | SACR-PL-SIS-044-003 | ADISH-P-PO-GE-044 | SISICO | DDP Site | 3 |  | Main Item | - | FHB-545-001 | Foam Hose Box For Utility/Offsite | 1 |  |  |  |  | 1 | Piece | 100 |  |  | ابتدای دوره
465 | OPI-SIS-044-003 | 2022-10-12 | SACR-PL-SIS-044-003 | ADISH-P-PO-GE-044 | SISICO | DDP Site | 3 |  | Main Item | - | FHB-520-010 | Foam Hose Box For TNK | 1 |  |  |  |  | 1 | Piece | 100 |  |  | ابتدای دوره
466 | OPI-SIS-044-003 | 2022-10-12 | SACR-PL-SIS-044-003 | ADISH-P-PO-GE-044 | SISICO | DDP Site | 3 |  | Main Item | - | FHB-520-011 | Foam Hose Box For TNK | 1 |  |  |  |  | 1 | Piece | 100 |  |  | ابتدای دوره
467 | OPI-SIS-044-003 | 2022-10-12 | SACR-PL-SIS-044-003 | ADISH-P-PO-GE-044 | SISICO | DDP Site | 3 |  | Main Item | - | FHB-520-012 | Foam Hose Box For TNK | 1 |  |  |  |  | 1 | Piece | 100 |  |  | ابتدای دوره
468 | OPI-SIS-044-003 | 2022-10-12 | SACR-PL-SIS-044-003 | ADISH-P-PO-GE-044 | SISICO | DDP Site | 3 |  | Main Item | - | FHB-520-013 | Foam Hose Box For TNK | 1 |  |  |  |  | 1 | Piece | 100 |  |  | ابتدای دوره
469 | OPI-SIS-044-003 | 2022-10-12 | SACR-PL-SIS-044-003 | ADISH-P-PO-GE-044 | SISICO | DDP Site | 3 |  | Main Item | - | FHB-520-014 | Foam Hose Box For TNK | 1 |  |  |  |  | 1 | Piece | 100 |  |  | ابتدای دوره
470 | OPI-SIS-044-003 | 2022-10-12 | SACR-PL-SIS-044-003 | ADISH-P-PO-GE-044 | SISICO | DDP Site | 3 |  | Main Item | - | FHB-520-015 | Foam Hose Box For TNK | 1 |  |  |  |  | 1 | Piece | 100 |  |  | ابتدای دوره
471 | OPI-SIS-044-003 | 2022-10-12 | SACR-PL-SIS-044-003 | ADISH-P-PO-GE-044 | SISICO | DDP Site | 3 |  | Main Item | - | FHB-520-016 | Foam Hose Box For TNK | 1 |  |  |  |  | 1 | Piece | 100 |  |  | ابتدای دوره
472 | OPI-SIS-044-003 | 2022-10-12 | SACR-PL-SIS-044-003 | ADISH-P-PO-GE-044 | SISICO | DDP Site | 3 |  | Main Item | - | FHB-520-017 | Foam Hose Box For TNK | 1 |  |  |  |  | 1 | Piece | 100 |  |  | ابتدای دوره
473 | OPI-SIS-044-003 | 2022-10-12 | SACR-PL-SIS-044-003 | ADISH-P-PO-GE-044 | SISICO | DDP Site | 3 |  | Main Item | - | FHB-520-018 | Foam Hose Box For TNK | 1 |  |  |  |  | 1 | Piece | 100 |  |  | ابتدای دوره
474 | OPI-SIS-044-003 | 2022-10-12 | SACR-PL-SIS-044-003 | ADISH-P-PO-GE-044 | SISICO | DDP Site | 3 |  | Main Item | - | FHB-520-019 | Foam Hose Box For TNK | 1 |  |  |  |  | 1 | Piece | 100 |  |  | ابتدای دوره
475 | OPI-SIS-044-003 | 2022-10-12 | SACR-PL-SIS-044-003 | ADISH-P-PO-GE-044 | SISICO | DDP Site | 3 |  | Main Item | - | FHB-520-020 | Foam Hose Box For TNK | 1 |  |  |  |  | 1 | Piece | 100 |  |  | ابتدای دوره
476 | OPI-SIS-044-003 | 2022-10-12 | SACR-PL-SIS-044-003 | ADISH-P-PO-GE-044 | SISICO | DDP Site | 3 |  | Main Item | - | FHB-520-021 | Foam Hose Box For TNK | 1 |  |  |  |  | 1 | Piece | 100 |  |  | ابتدای دوره
477 | OPI-SIS-044-003 | 2022-10-12 | SACR-PL-SIS-044-003 | ADISH-P-PO-GE-044 | SISICO | DDP Site | 3 |  | Main Item | - | FHB-520-022 | Foam Hose Box For TNK | 1 |  |  |  |  | 1 | Piece | 100 |  |  | ابتدای دوره
478 | OPI-SIS-044-003 | 2022-10-12 | SACR-PL-SIS-044-003 | ADISH-P-PO-GE-044 | SISICO | DDP Site | 3 |  | Main Item | - | FHB-520-023 | Foam Hose Box For TNK | 1 |  |  |  |  | 1 | Piece | 100 |  |  | ابتدای دوره
479 | OPI-SIS-044-003 | 2022-10-12 | SACR-PL-SIS-044-003 | ADISH-P-PO-GE-044 | SISICO | DDP Site | 3 |  | Main Item | - | FHB-520-025 | Foam Hose Box For TNK | 1 |  |  |  |  | 1 | Piece | 100 |  |  | ابتدای دوره
480 | OPI-SIS-044-003 | 2022-10-12 | SACR-PL-SIS-044-003 | ADISH-P-PO-GE-044 | SISICO | DDP Site | 3 |  | Main Item | - | FHB-520-027 | Foam Hose Box For TNK | 1 |  |  |  |  | 1 | Piece | 100 |  |  | ابتدای دوره
481 | OPI-SIS-044-003 | 2022-10-12 | SACR-PL-SIS-044-003 | ADISH-P-PO-GE-044 | SISICO | DDP Site | 3 |  | Main Item | - | FHB-520-028 | Foam Hose Box For TNK | 1 |  |  |  |  | 1 | Piece | 100 |  |  | ابتدای دوره
482 | OPI-SIS-044-003 | 2022-10-12 | SACR-PL-SIS-044-003 | ADISH-P-PO-GE-044 | SISICO | DDP Site | 3 |  | Main Item | - | FHB-520-029 | Foam Hose Box For TNK | 1 |  |  |  |  | 1 | Piece | 100 |  |  | ابتدای دوره
483 | OPI-SIS-044-003 | 2022-10-12 | SACR-PL-SIS-044-003 | ADISH-P-PO-GE-044 | SISICO | DDP Site | 3 |  | Main Item | - | FHB-520-030 | Foam Hose Box For TNK | 1 |  |  |  |  | 1 | Piece | 100 |  |  | ابتدای دوره
484 | OPI-SIS-044-003 | 2022-10-12 | SACR-PL-SIS-044-003 | ADISH-P-PO-GE-044 | SISICO | DDP Site | 3 |  | Main Item | - | FHB-520-031 | Foam Hose Box For TNK | 1 |  |  |  |  | 1 | Piece | 100 |  |  | ابتدای دوره
485 | OPI-SIS-044-003 | 2022-10-12 | SACR-PL-SIS-044-003 | ADISH-P-PO-GE-044 | SISICO | DDP Site | 3 |  | Main Item | - | FHB-520-032 | Foam Hose Box For TNK | 1 |  |  |  |  | 1 | Piece | 100 |  |  | ابتدای دوره
486 | OPI-SIS-044-003 | 2022-10-12 | SACR-PL-SIS-044-003 | ADISH-P-PO-GE-044 | SISICO | DDP Site | 3 |  | Main Item | - | FHB-520-001 | Foam Hose Box For TNK | 1 |  |  |  |  | 1 | Piece | 100 |  |  | ابتدای دوره
487 | OPI-SIS-044-003 | 2022-10-12 | SACR-PL-SIS-044-003 | ADISH-P-PO-GE-044 | SISICO | DDP Site | 3 |  | Main Item | - | FHB-520-002 | Foam Hose Box For TNK | 1 |  |  |  |  | 1 | Piece |  |  |  | ابتدای دوره
488 | OPI-SIS-044-004 | 2022-10-12 | SACR-PL-SIS-044-004 | ADISH-P-PO-GE-044 | SISICO | DDP Site | 4 |  | Main Item | - | HB-501-001 | Hose Box For CDU | 1 |  |  |  |  | 1 | Piece | 100 |  |  | 194
489 | OPI-SIS-044-004 | 2022-10-12 | SACR-PL-SIS-044-004 | ADISH-P-PO-GE-044 | SISICO | DDP Site | 4 |  | Main Item | - | HB-501-002 | Hose Box For CDU | 1 |  |  |  |  | 1 | Piece | 100 |  |  | 194
490 | OPI-SIS-044-004 | 2022-10-12 | SACR-PL-SIS-044-004 | ADISH-P-PO-GE-044 | SISICO | DDP Site | 4 |  | Main Item | - | HB-501-003 | Hose Box For CDU | 1 |  |  |  |  | 1 | Piece | 100 |  |  | 194
491 | OPI-SIS-044-004 | 2022-10-12 | SACR-PL-SIS-044-004 | ADISH-P-PO-GE-044 | SISICO | DDP Site | 4 |  | Main Item | - | HB-501-004 | Hose Box For CDU | 1 |  |  |  |  | 1 | Piece | 100 |  |  | 194
492 | OPI-SIS-044-004 | 2022-10-12 | SACR-PL-SIS-044-004 | ADISH-P-PO-GE-044 | SISICO | DDP Site | 4 |  | Main Item | - | HB-505-001 | Hose Box For LPG/LPT | 1 |  |  |  |  | 1 | Piece | 100 |  | فاقدNAME PLATE | 194
493 | OPI-SIS-044-004 | 2022-10-12 | SACR-PL-SIS-044-004 | ADISH-P-PO-GE-044 | SISICO | DDP Site | 4 |  | Main Item | - | HB-505-001 | Hose Box For LPG/LPT | 1 |  |  |  |  | 1 | Piece | 100 |  |  | 194
494 | OPI-SIS-044-004 | 2022-10-12 | SACR-PL-SIS-044-004 | ADISH-P-PO-GE-044 | SISICO | DDP Site | 4 |  | Main Item | - | HB-505-002 | Hose Box For LPG/LPT | 1 |  |  |  |  | 1 | Piece | 100 |  |  | 194
495 | OPI-SIS-044-004 | 2022-10-12 | SACR-PL-SIS-044-004 | ADISH-P-PO-GE-044 | SISICO | DDP Site | 4 |  | Main Item | - | HB-505-003 | Hose Box For LPG/LPT | 1 |  |  |  |  | 1 | Piece | 100 |  |  | 194
496 | OPI-SIS-044-004 | 2022-10-12 | SACR-PL-SIS-044-004 | ADISH-P-PO-GE-044 | SISICO | DDP Site | 4 |  | Main Item | - | HB-505-004 | Hose Box For LPG/LPT | 1 |  |  |  |  | 1 | Piece | 100 |  |  | 194
497 | OPI-SIS-044-004 | 2022-10-12 | SACR-PL-SIS-044-004 | ADISH-P-PO-GE-044 | SISICO | DDP Site | 4 |  | Main Item | - | HB-505-005 | Hose Box For LPG/LPT | 1 |  |  |  |  | 1 | Piece | 100 |  |  | 194
498 | OPI-SIS-044-004 | 2022-10-12 | SACR-PL-SIS-044-004 | ADISH-P-PO-GE-044 | SISICO | DDP Site | 4 |  | Main Item | - | HB-505-006 | Hose Box For LPG/LPT | 1 |  |  |  |  | 1 | Piece | 100 |  |  | 194
499 | OPI-SIS-044-004 | 2022-10-12 | SACR-PL-SIS-044-004 | ADISH-P-PO-GE-044 | SISICO | DDP Site | 4 |  | Main Item | - | HB-505-007 | Hose Box For LPG/LPT | 1 |  |  |  |  | 1 | Piece | 100 |  |  | 194
500 | OPI-SIS-044-004 | 2022-10-12 | SACR-PL-SIS-044-004 | ADISH-P-PO-GE-044 | SISICO | DDP Site | 4 |  | Main Item | - | HB-502-001 | Hose Box For NHT | 1 |  |  |  |  | 1 | Piece | 100 |  |  | 194
501 | OPI-SIS-044-004 | 2022-10-12 | SACR-PL-SIS-044-004 | ADISH-P-PO-GE-044 | SISICO | DDP Site | 4 |  | Main Item | - | HB-502-002 | Hose Box For NHT | 1 |  |  |  |  | 1 | Piece | 100 |  |  | 194
502 | OPI-SIS-044-004 | 2022-10-12 | SACR-PL-SIS-044-004 | ADISH-P-PO-GE-044 | SISICO | DDP Site | 4 |  | Main Item | - | HB-502-003 | Hose Box For NHT | 1 |  |  |  |  | 1 | Piece | 100 |  |  | 194
503 | OPI-SIS-044-004 | 2022-10-12 | SACR-PL-SIS-044-004 | ADISH-P-PO-GE-044 | SISICO | DDP Site | 4 |  | Main Item | - | HB-502-004 | Hose Box For NHT | 1 |  |  |  |  | 1 | Piece | 100 |  |  | 194
504 | OPI-SIS-044-004 | 2022-10-12 | SACR-PL-SIS-044-004 | ADISH-P-PO-GE-044 | SISICO | DDP Site | 4 |  | Main Item | - | HB-502-005 | Hose Box For NHT | 1 |  |  |  |  | 1 | Piece | 100 |  |  | 194
505 | OPI-SIS-044-004 | 2022-10-12 | SACR-PL-SIS-044-004 | ADISH-P-PO-GE-044 | SISICO | DDP Site | 4 |  | Main Item | - | HB-502-006 | Hose Box For NHT | 1 |  |  |  |  | 1 | Piece | 100 |  |  | 194
506 | OPI-SIS-044-004 | 2022-10-12 | SACR-PL-SIS-044-004 | ADISH-P-PO-GE-044 | SISICO | DDP Site | 4 |  | Main Item | - | HB-516-001 | Hose Box For MDH | 1 |  |  |  |  | 1 | Piece | 100 |  |  | 194
507 | OPI-SIS-044-004 | 2022-10-12 | SACR-PL-SIS-044-004 | ADISH-P-PO-GE-044 | SISICO | DDP Site | 4 |  | Main Item | - | HB-516-002 | Hose Box For MDH | 1 |  |  |  |  | 1 | Piece | 100 |  |  | 194
508 | OPI-SIS-044-004 | 2022-10-12 | SACR-PL-SIS-044-004 | ADISH-P-PO-GE-044 | SISICO | DDP Site | 4 |  | Main Item | - | HB-516-003 | Hose Box For MDH | 1 |  |  |  |  | 1 | Piece | 100 |  |  | 194
509 | OPI-SIS-044-004 | 2022-10-12 | SACR-PL-SIS-044-004 | ADISH-P-PO-GE-044 | SISICO | DDP Site | 4 |  | Main Item | - | HB-509-001 | Hose Box For AMN/SWS | 1 |  |  |  |  | 1 | Piece | 100 |  |  | 194
510 | OPI-SIS-044-004 | 2022-10-12 | SACR-PL-SIS-044-004 | ADISH-P-PO-GE-044 | SISICO | DDP Site | 4 |  | Main Item | - | HB-509-002 | Hose Box For AMN/SWS | 1 |  |  |  |  | 1 | Piece | 100 |  |  | 194
511 | OPI-SIS-044-004 | 2022-10-12 | SACR-PL-SIS-044-004 | ADISH-P-PO-GE-044 | SISICO | DDP Site | 4 |  | Main Item | - | HB-509-003 | Hose Box For AMN/SWS | 1 |  |  |  |  | 1 | Piece | 100 |  |  | 194
512 | OPI-SIS-044-004 | 2022-10-12 | SACR-PL-SIS-044-004 | ADISH-P-PO-GE-044 | SISICO | DDP Site | 4 |  | Main Item | - | HB-509-004 | Hose Box For AMN/SWS | 1 |  |  |  |  | 1 | Piece | 100 |  |  | 194
513 | OPI-SIS-044-004 | 2022-10-12 | SACR-PL-SIS-044-004 | ADISH-P-PO-GE-044 | SISICO | DDP Site | 4 |  | Main Item | - | HB-509-005 | Hose Box For AMN/SWS | 1 |  |  |  |  | 1 | Piece | 100 |  |  | 194
514 | OPI-SIS-044-004 | 2022-10-12 | SACR-PL-SIS-044-004 | ADISH-P-PO-GE-044 | SISICO | DDP Site | 4 |  | Main Item | - | HB-509-006 | Hose Box For AMN/SWS | 1 |  |  |  |  | 1 | Piece | 100 |  |  | 194
515 | OPI-SIS-044-004 | 2022-10-12 | SACR-PL-SIS-044-004 | ADISH-P-PO-GE-044 | SISICO | DDP Site | 4 |  | Main Item | - | HB-520-001 | Hose Box For TNK | 1 |  |  |  |  | 1 | Piece | 100 |  |  | 194
516 | OPI-SIS-044-004 | 2022-10-12 | SACR-PL-SIS-044-004 | ADISH-P-PO-GE-044 | SISICO | DDP Site | 4 |  | Main Item | - | HB-530-001 | Hose Box For TNK | 1 |  |  |  |  | 1 | Piece | 100 |  |  | 194
517 | OPI-SIS-044-004 | 2022-10-12 | SACR-PL-SIS-044-004 | ADISH-P-PO-GE-044 | SISICO | DDP Site | 4 |  | Main Item | - | HB-530-002 | Hose Box For TNK | 1 |  |  |  |  | 1 | Piece | 100 |  |  | 194
518 | OPI-SIS-044-004 | 2022-10-12 | SACR-PL-SIS-044-004 | ADISH-P-PO-GE-044 | SISICO | DDP Site | 4 |  | Main Item | - | HB-530-003 | Hose Box For TNK | 1 |  |  |  |  | 1 | Piece | 100 |  |  | 194
519 | OPI-SIS-044-004 | 2022-10-12 | SACR-PL-SIS-044-004 | ADISH-P-PO-GE-044 | SISICO | DDP Site | 4 |  | Main Item | - | HB-530-004 | Hose Box For TNK | 1 |  |  |  |  | 1 | Piece | 100 |  |  | 194
520 | OPI-SIS-044-004 | 2022-10-12 | SACR-PL-SIS-044-004 | ADISH-P-PO-GE-044 | SISICO | DDP Site | 4 |  | Main Item | - | HB-530-005 | Hose Box For TNK | 1 |  |  |  |  | 1 | Piece | 100 |  |  | 194
521 | OPI-SIS-044-004 | 2022-10-12 | SACR-PL-SIS-044-004 | ADISH-P-PO-GE-044 | SISICO | DDP Site | 4 |  | Main Item | - | HB-545-001 | Hose Box For Utility/Offsite | 1 |  |  |  |  | 1 | Piece | 100 |  |  | 194
522 | OPI-SIS-044-004 | 2022-10-12 | SACR-PL-SIS-044-004 | ADISH-P-PO-GE-044 | SISICO | DDP Site | 4 |  | Main Item | - | HB-545-002 | Hose Box For Utility/Offsite | 1 |  |  |  |  | 1 | Piece | 100 |  |  | 194
523 | OPI-SIS-044-004 | 2022-10-12 | SACR-PL-SIS-044-004 | ADISH-P-PO-GE-044 | SISICO | DDP Site | 4 |  | Main Item | - | HB-545-003 | Hose Box For Utility/Offsite | 1 |  |  |  |  | 1 | Piece | 100 |  |  | 194
524 | OPI-SIS-044-004 | 2022-10-12 | SACR-PL-SIS-044-004 | ADISH-P-PO-GE-044 | SISICO | DDP Site | 4 |  | Main Item | - | HB-545-004 | Hose Box For Utility/Offsite | 1 |  |  |  |  | 1 | Piece | 100 |  |  | 194
525 | OPI-SIS-044-004 | 2022-10-12 | SACR-PL-SIS-044-004 | ADISH-P-PO-GE-044 | SISICO | DDP Site | 4 |  | Main Item | - | HB-545-005 | Hose Box For Utility/Offsite | 1 |  |  |  |  | 1 | Piece | 100 |  |  | 194
526 | OPI-SIS-044-004 | 2022-10-12 | SACR-PL-SIS-044-004 | ADISH-P-PO-GE-044 | SISICO | DDP Site | 4 |  | Main Item | - | HB-545-006 | Hose Box For Utility/Offsite | 1 |  |  |  |  | 1 | Piece | 100 |  |  | 194
527 | OPI-SIS-044-004 | 2022-10-12 | SACR-PL-SIS-044-004 | ADISH-P-PO-GE-044 | SISICO | DDP Site | 4 |  | Main Item | - | HB-545-007 | Hose Box For Utility/Offsite | 1 |  |  |  |  | 1 | Piece | 100 |  |  | 194
528 | OPI-SIS-044-004 | 2022-10-12 | SACR-PL-SIS-044-004 | ADISH-P-PO-GE-044 | SISICO | DDP Site | 4 |  | Main Item | - | HB-545-008 | Hose Box For Utility/Offsite | 1 |  |  |  |  | 1 | Piece | 100 |  |  | 194
529 | OPI-SIS-044-004 | 2022-10-12 | SACR-PL-SIS-044-004 | ADISH-P-PO-GE-044 | SISICO | DDP Site | 4 |  | Main Item | - | HB-545-009 | Hose Box For Utility/Offsite | 1 |  |  |  |  | 1 | Piece | 100 |  |  | 194
530 | OPI-SIS-044-004 | 2022-10-12 | SACR-PL-SIS-044-004 | ADISH-P-PO-GE-044 | SISICO | DDP Site | 4 |  | Main Item | - | HB-545-011 | Hose Box For Utility/Offsite | 1 |  |  |  |  | 1 | Piece | 100 |  |  | 194
531 | OPI-SIS-044-004 | 2022-10-12 | SACR-PL-SIS-044-004 | ADISH-P-PO-GE-044 | SISICO | DDP Site | 4 |  | Main Item | - | HB-545-012 | Hose Box For Utility/Offsite | 1 |  |  |  |  | 1 | Piece | 100 |  |  | 194
532 | OPI-SIS-044-004 | 2022-10-12 | SACR-PL-SIS-044-004 | ADISH-P-PO-GE-044 | SISICO | DDP Site | 4 |  | Main Item | - | HB-545-013 | Hose Box For Utility/Offsite | 1 |  |  |  |  | 1 | Piece | 100 |  |  | 194
533 | OPI-SIS-044-004 | 2022-10-12 | SACR-PL-SIS-044-004 | ADISH-P-PO-GE-044 | SISICO | DDP Site | 4 |  | Main Item | - | HB-545-017 | Hose Box For Utility/Offsite | 1 |  |  |  |  | 1 | Piece | 100 |  |  | 194
534 | OPI-SIS-044-004 | 2022-10-12 | SACR-PL-SIS-044-004 | ADISH-P-PO-GE-044 | SISICO | DDP Site | 4 |  | Main Item | - | HB-545-011 | Hose Box For Utility/Offsite | 1 |  |  |  |  | 1 | Piece | 100 |  | فاقدNAME PLATE | 194
627 | OPI-SIS-044-005 | 2022-10-12 | SACR-PL-SIS-044-005 | ADISH-P-PO-GE-044 | SISICO | DDP Site | 5 |  | Sub Item | FH-509-001 | MONITOR | Foam Monitor 2000 lpm Model VAJRA - 331, 80 NB Cast Bronze Waterway, Bronze Swivel Joint, Lever Operated (Catalogue No. HD210) With Brass Drain valve for Inlet connection: 4" Flanged as per ANSI B16.5 #150 RF) | 8 |  |  |  |  | 8 | Set | 380 |  |  | 162
628 | OPI-SIS-044-005 | 2022-10-12 | SACR-PL-SIS-044-005 | ADISH-P-PO-GE-044 | SISICO | DDP Site | 5 |  | Sub Item | FH-509-001 | NOZZLE | Hydro foam Nozzle for Monitor Model VARSHA-HF40U, Bronze, jet & fog, 3 inch BSP, | 8 |  |  |  |  | 8 | Set | 12 |  |  | 162
629 | OPI-SIS-044-005 | 2022-10-12 | SACR-PL-SIS-044-005 | ADISH-P-PO-GE-044 | SISICO | DDP Site | 5 |  | Sub Item | FH-509-001 | MONITOR | Foam Monitor 2000 lpm Model VAJRA - 331, 80 NB Cast Bronze Waterway, Bronze Swivel Joint, Lever Operated (Catalogue No. HD210) With Brass Drain valve for Inlet connection: 4" Flanged as per ANSI B16.5 #150 RF) | 8 |  |  |  |  | 8 | Set | 380 |  |  | 162
630 | OPI-SIS-044-005 | 2022-10-12 | SACR-PL-SIS-044-005 | ADISH-P-PO-GE-044 | SISICO | DDP Site | 5 |  | Sub Item | FH-509-001 | NOZZLE | Hydro foam Nozzle for Monitor Model VARSHA-HF40U, Bronze, jet & fog, 3 inch BSP, | 8 |  |  |  |  | 8 | Set | 12 |  |  | 162
631 | OPI-SIS-044-005 | 2022-10-12 | SACR-PL-SIS-044-005 | ADISH-P-PO-GE-044 | SISICO | DDP Site | 5 |  | Sub Item | FH-509-001 | MONITOR | Foam Monitor 2000 lpm Model VAJRA - 331, 80 NB Cast Bronze Waterway, Bronze Swivel Joint, Lever Operated (Catalogue No. HD210) With Brass Drain valve for Inlet connection: 4" Flanged as per ANSI B16.5 #150 RF) | 8 |  |  |  |  | 8 | Set | 380 |  |  | 162
632 | OPI-SIS-044-005 | 2022-10-12 | SACR-PL-SIS-044-005 | ADISH-P-PO-GE-044 | SISICO | DDP Site | 5 |  | Sub Item | FH-509-001 | NOZZLE | Hydro foam Nozzle for Monitor Model VARSHA-HF40U, Bronze, jet & fog, 3 inch BSP, | 8 |  |  |  |  | 8 | Set | 12 |  |  | 162
633 | OPI-SIS-044-005 | 2022-10-12 | SACR-PL-SIS-044-005 | ADISH-P-PO-GE-044 | SISICO | DDP Site | 5 |  | Sub Item | FH-509-001 | MONITOR | Foam Monitor 2000 lpm Model VAJRA - 331, 80 NB Cast Bronze Waterway, Bronze Swivel Joint, Lever Operated (Catalogue No. HD210) With Brass Drain valve for Inlet connection: 4" Flanged as per ANSI B16.5 #150 RF) | 8 |  |  |  |  | 8 | Set | 380 |  |  | 162
634 | OPI-SIS-044-005 | 2022-10-12 | SACR-PL-SIS-044-005 | ADISH-P-PO-GE-044 | SISICO | DDP Site | 5 |  | Sub Item | FH-509-001 | NOZZLE | Hydro foam Nozzle for Monitor Model VARSHA-HF40U, Bronze, jet & fog, 3 inch BSP, | 8 |  |  |  |  | 8 | Set | 12 |  |  | 162
635 | OPI-SIS-044-005 | 2022-10-12 | SACR-PL-SIS-044-005 | ADISH-P-PO-GE-044 | SISICO | DDP Site | 5 |  | Sub Item | FH-509-001 | MONITOR | Water Monitor 2000 lpm Model VAJRA - 331, 80 NB Cast Bronze Waterway, Bronze Swivel Joint, Lever Operated (Catalogue No. HD210) With Brass Drain valve for Inlet connection: 4" Flanged as per ANSI B16.5 #150 RF) | 8 |  |  |  |  | 8 | Set | 300 |  |  | 162
636 | OPI-SIS-044-005 | 2022-10-12 | SACR-PL-SIS-044-005 | ADISH-P-PO-GE-044 | SISICO | DDP Site | 5 |  | Sub Item | FH-509-001 | NOZZLE | Water Nozzle for Monitor Model VARSHA-40U, Bronze with SS internals , jet & fog 3inch BSP | 8 |  |  |  |  | 8 | Set | 44 |  |  | 162
637 | OPI-SIS-044-005 | 2022-10-12 | SACR-PL-SIS-044-005 | ADISH-P-PO-GE-044 | SISICO | DDP Site | 5 |  | Sub Item | FH-509-001 | MONITOR | Water Monitor 2000 lpm Model VAJRA - 331, 80 NB Cast Bronze Waterway, Bronze Swivel Joint, Lever Operated (Catalogue No. HD210) With Brass Drain valve for Inlet connection: 4" Flanged as per ANSI B16.5 #150 RF) | 3 |  |  |  |  | 3 | Set | 120 |  |  | 162
638 | OPI-SIS-044-005 | 2022-10-12 | SACR-PL-SIS-044-005 | ADISH-P-PO-GE-044 | SISICO | DDP Site | 5 |  | Sub Item | FH-509-001 | VARSHA | Water Nozzle for Monitor Model VARSHA-40U, Bronze with SS internals , jet & fog 3inch BSP | 3 |  |  |  |  | 3 | Set | 9 |  |  | 162
639 | OPI-SIS-044-005 | 2022-10-12 | SACR-PL-SIS-044-005 | ADISH-P-PO-GE-044 | SISICO | DDP Site | 5 |  | Sub Item | FH-509-001 | VARSHA | Foam Monitor 4000 lpm Model VARUN 443, 100NB size Monitor with Stainless Steel 304 waterway, hand wheel gear operated for vertical and horizontal movement with Hydro-foam Nozzle Model H4 -1000 GPM (3785 LPM @ 7 Bar) Inlet connection: 4" Flanged ASME B16. | 2 |  |  |  |  | 2 | Set | 144 |  |  | 162
640 | OPI-SIS-044-005 | 2022-10-12 | SACR-PL-SIS-044-005 | ADISH-P-PO-GE-044 | SISICO | DDP Site | 5 |  | Sub Item | FH-509-001 | VARSHA | Foam Monitor 4000 lpm Model VARUN 443, 100NB size Monitor with Stainless Steel 304 waterway, hand wheel gear operated for vertical and horizontal movement with Hydro-foam Nozzle Model H4 -1000 GPM (3785 LPM @ 7 Bar) Inlet connection: 4" Flanged ASME B16. | 2 |  |  |  |  | 2 | Set | 144 |  |  | 162
641 | OPI-SIS-044-005 | 2022-10-12 | SACR-PL-SIS-044-005 | ADISH-P-PO-GE-044 | SISICO | DDP Site | 5 |  | Sub Item | FH-509-001 | VARSHA | Foam Monitor 4000 lpm Model VARUN 443, 100NB size Monitor with Stainless Steel 304 waterway, hand wheel gear operated for vertical and horizontal movement with Hydro-foam Nozzle Model H4 -1000 GPM (3785 LPM @ 7 Bar) Inlet connection: 4" Flanged ASME B16. | 2 |  |  |  |  | 2 | Set | 144 |  |  | 162
642 | OPI-SIS-044-005 | 2022-10-12 | SACR-PL-SIS-044-005 | ADISH-P-PO-GE-044 | SISICO | DDP Site | 5 |  | Sub Item | FH-509-001 | VARSHA | Foam Monitor 4000 lpm Model VARUN 443, 100NB size Monitor with Stainless Steel 304 waterway, hand wheel gear operated for vertical and horizontal movement with Hydro-foam Nozzle Model H4 -1000 GPM (3785 LPM @ 7 Bar) Inlet connection: 4" Flanged ASME B16. | 2 |  |  |  |  | 2 | Set | 144 |  |  | 162
643 | OPI-SIS-044-005 | 2022-10-12 | SACR-PL-SIS-044-005 | ADISH-P-PO-GE-044 | SISICO | DDP Site | 5 |  | Sub Item | FH-509-001 | VARSHA | Foam Monitor 4000 lpm Model VARUN 443, 100NB size Monitor with Stainless Steel 304 waterway, hand wheel gear operated for vertical and horizontal movement with Hydro-foam Nozzle Model H4 -1000 GPM (3785 LPM @ 7 Bar) Inlet connection: 4" Flanged ASME B16. | 2 |  |  |  |  | 2 | Set | 144 |  |  | 162
644 | OPI-SIS-044-005 | 2022-10-12 | SACR-PL-SIS-044-005 | ADISH-P-PO-GE-044 | SISICO | DDP Site | 5 |  | Sub Item | FH-509-001 | VARSHA | Foam Monitor 4000 lpm Model VARUN 443, 100NB size Monitor with Stainless Steel 304 waterway, hand wheel gear operated for vertical and horizontal movement with Hydro-foam Nozzle Model H4 -1000 GPM (3785 LPM @ 7 Bar) Inlet connection: 4" Flanged ASME B16. | 2 |  |  |  |  | 2 | Set | 144 |  |  | 162
645 | OPI-SIS-044-005 | 2022-10-12 | SACR-PL-SIS-044-005 | ADISH-P-PO-GE-044 | SISICO | DDP Site | 5 |  | Sub Item | FH-509-001 | VARSHA | Foam Monitor 4000 lpm Model VARUN 443, 100NB size Monitor with Stainless Steel 304 waterway, hand wheel gear operated for vertical and horizontal movement with Hydro-foam Nozzle Model H4 -1000 GPM (3785 LPM @ 7 Bar) Inlet connection: 4" Flanged ASME B16. | 2 |  |  |  |  | 2 | Set | 144 |  |  | 162
646 | OPI-SIS-044-005 | 2022-10-12 | SACR-PL-SIS-044-005 | ADISH-P-PO-GE-044 | SISICO | DDP Site | 5 |  | Sub Item | FH-509-001 | VARSHA | Foam Monitor 4000 lpm Model VARUN 443, 100NB size Monitor with Stainless Steel 304 waterway, hand wheel gear operated for vertical and horizontal movement with Hydro-foam Nozzle Model H4 -1000 GPM (3785 LPM @ 7 Bar) Inlet connection: 4" Flanged ASME B16. | 2 |  |  |  |  | 2 | Set | 144 |  |  | 162
647 | OPI-SIS-044-005 | 2022-10-12 | SACR-PL-SIS-044-005 | ADISH-P-PO-GE-044 | SISICO | DDP Site | 5 |  | Sub Item | FH-509-001 | VARSHA | Foam Monitor 4000 lpm Model VARUN 443, 100NB size Monitor with Stainless Steel 304 waterway, hand wheel gear operated for vertical and horizontal movement with Hydro-foam Nozzle Model H4 -1000 GPM (3785 LPM @ 7 Bar) Inlet connection: 4" Flanged ASME B16. | 2 |  |  |  |  | 2 | Set | 144 |  |  | 162
648 | OPI-SIS-044-005 | 2022-10-12 | SACR-PL-SIS-044-005 | ADISH-P-PO-GE-044 | SISICO | DDP Site | 5 |  | Sub Item | FH-509-001 | VARSHA | Foam Monitor 4000 lpm Model VARUN 443, 100NB size Monitor with Stainless Steel 304 waterway, hand wheel gear operated for vertical and horizontal movement with Hydro-foam Nozzle Model H4 -1000 GPM (3785 LPM @ 7 Bar) Inlet connection: 4" Flanged ASME B16. | 2 |  |  |  |  | 2 | Set | 144 |  |  | 162
649 | OPI-SIS-044-005 | 2022-10-12 | SACR-PL-SIS-044-005 | ADISH-P-PO-GE-044 | SISICO | DDP Site | 5 |  | Sub Item | FH-509-001 | VARSHA | Foam Monitor 4000 lpm Model VARUN 443, 100NB size Monitor with Stainless Steel 304 waterway, hand wheel gear operated for vertical and horizontal movement with Hydro-foam Nozzle Model H4 -1000 GPM (3785 LPM @ 7 Bar) Inlet connection: 4" Flanged ASME B16. | 2 |  |  |  |  | 2 | Set | 144 |  |  | 162
650 | OPI-SIS-044-005 | 2022-10-12 | SACR-PL-SIS-044-005 | ADISH-P-PO-GE-044 | SISICO | DDP Site | 5 |  | Sub Item | FH-509-001 | VARSHA | Foam Monitor 4000 lpm Model VARUN 443, 100NB size Monitor with Stainless Steel 304 waterway, hand wheel gear operated for vertical and horizontal movement with Hydro-foam Nozzle Model H4 -1000 GPM (3785 LPM @ 7 Bar) Inlet connection: 4" Flanged ASME B16. | 2 |  |  |  |  | 2 | Set | 144 |  |  | 162
651 | OPI-SIS-044-005 | 2022-10-12 | SACR-PL-SIS-044-005 | ADISH-P-PO-GE-044 | SISICO | DDP Site | 5 |  | Sub Item | FH-509-001 | VARSHA | Foam Monitor 4000 lpm Model VARUN 443, 100NB size Monitor with Stainless Steel 304 waterway, hand wheel gear operated for vertical and horizontal movement with Hydro-foam Nozzle Model H4 -1000 GPM (3785 LPM @ 7 Bar) Inlet connection: 4" Flanged ASME B16. | 2 |  |  |  |  | 2 | Set | 144 |  |  | 162
652 | OPI-SIS-044-005 | 2022-10-12 | SACR-PL-SIS-044-005 | ADISH-P-PO-GE-044 | SISICO | DDP Site | 5 |  | Sub Item | FH-509-001 | VARSHA | Foam Monitor 4000 lpm Model VARUN 443, 100NB size Monitor with Stainless Steel 304 waterway, hand wheel gear operated for vertical and horizontal movement with Hydro-foam Nozzle Model H4 -1000 GPM (3785 LPM @ 7 Bar) Inlet connection: 4" Flanged ASME B16. | 2 |  |  |  |  | 2 | Set | 144 |  |  | 162
653 | OPI-SIS-044-005 | 2022-10-12 | SACR-PL-SIS-044-005 | ADISH-P-PO-GE-044 | SISICO | DDP Site | 5 |  | Sub Item | FH-509-001 | VARSHA | Foam Monitor 4000 lpm Model VARUN 443, 100NB size Monitor with Stainless Steel 304 waterway, hand wheel gear operated for vertical and horizontal movement with Hydro-foam Nozzle Model H4 -1000 GPM (3785 LPM @ 7 Bar) Inlet connection: 4" Flanged ASME B16. | 2 |  |  |  |  | 2 | Set | 144 |  |  | 162
654 | OPI-SIS-044-005 | 2022-10-12 | SACR-PL-SIS-044-005 | ADISH-P-PO-GE-044 | SISICO | DDP Site | 5 |  | Sub Item | FH-509-001 | VARSHA | Foam Monitor 4000 lpm Model VARUN 443, 100NB size Monitor with Stainless Steel 304 waterway, hand wheel gear operated for vertical and horizontal movement with Hydro-foam Nozzle Model H4 -1000 GPM (3785 LPM @ 7 Bar) Inlet connection: 4" Flanged ASME B16. | 2 |  |  |  |  | 2 | Set | 144 |  |  | 162
655 | OPI-SIS-044-005 | 2022-10-12 | SACR-PL-SIS-044-005 | ADISH-P-PO-GE-044 | SISICO | DDP Site | 5 |  | Sub Item | FH-509-001 | VARSHA | Foam Monitor 4000 lpm Model VARUN 443, 100NB size Monitor with Stainless Steel 304 waterway, hand wheel gear operated for vertical and horizontal movement with Hydro-foam Nozzle Model H4 -1000 GPM (3785 LPM @ 7 Bar) Inlet connection: 4" Flanged ASME B16. | 2 |  |  |  |  | 2 | Set | 144 |  |  | 162
656 | OPI-SIS-044-005 | 2022-10-12 | SACR-PL-SIS-044-005 | ADISH-P-PO-GE-044 | SISICO | DDP Site | 5 |  | Sub Item | FH-509-001 | VARSHA | Foam Monitor 4000 lpm Model VARUN 443, 100NB size Monitor with Stainless Steel 304 waterway, hand wheel gear operated for vertical and horizontal movement with Hydro-foam Nozzle Model H4 -1000 GPM (3785 LPM @ 7 Bar) Inlet connection: 4" Flanged ASME B16. | 2 |  |  |  |  | 2 | Set | 144 |  |  | 162
657 | OPI-SIS-044-005 | 2022-10-12 | SACR-PL-SIS-044-005 | ADISH-P-PO-GE-044 | SISICO | DDP Site | 5 |  | Sub Item | FH-509-001 | VARSHA | Foam Monitor 4000 lpm Model VARUN 443, 100NB size Monitor with Stainless Steel 304 waterway, hand wheel gear operated for vertical and horizontal movement with Hydro-foam Nozzle Model H4 -1000 GPM (3785 LPM @ 7 Bar) Inlet connection: 4" Flanged ASME B16. | 2 |  |  |  |  | 2 | Set | 144 |  |  | 162
658 | OPI-SIS-044-005 | 2022-10-12 | SACR-PL-SIS-044-005 | ADISH-P-PO-GE-044 | SISICO | DDP Site | 5 |  | Sub Item | FH-509-001 | VARSHA | Water Monitor 4000 lpm VARUN 443, 100NB size Monitor with Stainless Steel 304 waterway, hand wheel gear operated for vertical and horizontal movement. UL LISTED with Water Nozzle H4 Flow 1000 GPM Inlet connection: 4" Flanged ASME B16.5 #150 RF | 2 |  |  |  |  | 2 | Set | 72 |  |  | 162
659 | OPI-SIS-044-005 | 2022-10-12 | SACR-PL-SIS-044-005 | ADISH-P-PO-GE-044 | SISICO | DDP Site | 5 |  | Sub Item | FH-509-001 | VARSH | Water Monitor 4000 lpm VARUN 443, 100NB size Monitor with Stainless Steel 304 waterway, hand wheel gear operated for vertical and horizontal movement. UL LISTED with Water Nozzle H4 Flow 1000 GPM Inlet connection: 4" Flanged ASME B16.5 #150 RF | 2 |  |  |  |  | 2 | Set | 140 |  |  | 162
660 | OPI-SIS-044-005 | 2022-10-12 | SACR-PL-SIS-044-005 | ADISH-P-PO-GE-044 | SISICO | DDP Site | 5 |  | Sub Item | FH-509-001 | HAND WHEEL | Wheel for Monitor Model VARUN 443 (Commissioning Spare Part) | 1 |  |  |  |  | 1 | Set | 10 |  |  | 162
664 | OPI-SIS-044-006 | 2022-10-12 | SACR-PL-SIS-044-007 | ADISH-P-PO-GE-044 | SISICO | DDP Site | 7 |  | Main Item | - | FHM-501-001 | Hydrant with Foam Monitor For CDU | 1 |  |  |  |  | 1 | Piece | 45 |  |  | ابتدای دوره
665 | OPI-SIS-044-006 | 2022-10-12 | SACR-PL-SIS-044-007 | ADISH-P-PO-GE-044 | SISICO | DDP Site | 7 |  | Main Item | - | FHM-501-002 | Hydrant with Foam Monitor For CDU | 1 |  |  |  |  | 1 | Piece | 45 |  |  | ابتدای دوره
666 | OPI-SIS-044-006 | 2022-10-12 | SACR-PL-SIS-044-007 | ADISH-P-PO-GE-044 | SISICO | DDP Site | 7 |  | Main Item | - | FHM-501-003 | Hydrant with Foam Monitor For CDU | 1 |  |  |  |  | 1 | Piece | 45 |  |  | ابتدای دوره
667 | OPI-SIS-044-006 | 2022-10-12 | SACR-PL-SIS-044-007 | ADISH-P-PO-GE-044 | SISICO | DDP Site | 7 |  | Main Item | - | FHM-501-004 | Hydrant with Foam Monitor For CDU | 1 |  |  |  |  | 1 | Piece | 45 |  |  | ابتدای دوره
668 | OPI-SIS-044-006 | 2022-10-12 | SACR-PL-SIS-044-007 | ADISH-P-PO-GE-044 | SISICO | DDP Site | 7 |  | Main Item | - | FHM-501-005 | Hydrant with Foam Monitor For CDU | 1 |  |  |  |  | 1 | Piece | 45 |  |  | ابتدای دوره
669 | OPI-SIS-044-006 | 2022-10-12 | SACR-PL-SIS-044-007 | ADISH-P-PO-GE-044 | SISICO | DDP Site | 7 |  | Main Item | - | FHM-502-001 | Hydrant with Foam Monitor For NHT | 1 |  |  |  |  | 1 | Piece | 45 |  |  | ابتدای دوره
670 | OPI-SIS-044-006 | 2022-10-12 | SACR-PL-SIS-044-007 | ADISH-P-PO-GE-044 | SISICO | DDP Site | 7 |  | Main Item | - | FHM-502-002 | Hydrant with Foam Monitor For NHT | 1 |  |  |  |  | 1 | Piece | 45 |  |  | ابتدای دوره
671 | OPI-SIS-044-006 | 2022-10-12 | SACR-PL-SIS-044-007 | ADISH-P-PO-GE-044 | SISICO | DDP Site | 7 |  | Main Item | - | FHM-502-003 | Hydrant with Foam Monitor For NHT | 1 |  |  |  |  | 1 | Piece | 45 |  |  | ابتدای دوره
672 | OPI-SIS-044-006 | 2022-10-12 | SACR-PL-SIS-044-007 | ADISH-P-PO-GE-044 | SISICO | DDP Site | 7 |  | Main Item | - | FHM-502-004 | Hydrant with Foam Monitor For NHT | 1 |  |  |  |  | 1 | Piece | 45 |  |  | ابتدای دوره
673 | OPI-SIS-044-006 | 2022-10-12 | SACR-PL-SIS-044-007 | ADISH-P-PO-GE-044 | SISICO | DDP Site | 7 |  | Main Item | - | FHM-516-001 | Hydrant with Foam Monitor For MDH | 1 |  |  |  |  | 1 | Piece | 45 |  |  | ابتدای دوره
674 | OPI-SIS-044-006 | 2022-10-12 | SACR-PL-SIS-044-007 | ADISH-P-PO-GE-044 | SISICO | DDP Site | 7 |  | Main Item | - | FHM-516-002 | Hydrant with Foam Monitor For MDH | 1 |  |  |  |  | 1 | Piece | 45 |  |  | ابتدای دوره
675 | OPI-SIS-044-006 | 2022-10-12 | SACR-PL-SIS-044-007 | ADISH-P-PO-GE-044 | SISICO | DDP Site | 7 |  | Main Item | - | FHM-516-003 | Hydrant with Foam Monitor For MDH | 1 |  |  |  |  | 1 | Piece | 45 |  |  | ابتدای دوره
676 | OPI-SIS-044-006 | 2022-10-12 | SACR-PL-SIS-044-007 | ADISH-P-PO-GE-044 | SISICO | DDP Site | 7 |  | Main Item | - | FHM-516-004 | Hydrant with Foam Monitor For MDH | 1 |  |  |  |  | 1 | Piece | 45 |  |  | ابتدای دوره
677 | OPI-SIS-044-006 | 2022-10-12 | SACR-PL-SIS-044-007 | ADISH-P-PO-GE-044 | SISICO | DDP Site | 7 |  | Main Item | - | FHM-545-001 | Hydrant with Foam Monitor For Utility/Offsite | 1 |  |  |  |  | 1 | Piece | 45 |  |  | ابتدای دوره
678 | OPI-SIS-044-006 | 2022-10-12 | SACR-PL-SIS-044-007 | ADISH-P-PO-GE-044 | SISICO | DDP Site | 7 |  | Main Item | - | FHM-520-001 | Hydrant with Foam Monitor For TNK | 1 |  |  |  |  | 1 | Piece | 45 |  |  | ابتدای دوره
679 | OPI-SIS-044-006 | 2022-10-12 | SACR-PL-SIS-044-007 | ADISH-P-PO-GE-044 | SISICO | DDP Site | 7 |  | Main Item | - | FHM-520-002 | Hydrant with Foam Monitor For TNK | 1 |  |  |  |  | 1 | Piece | 45 |  |  | ابتدای دوره
680 | OPI-SIS-044-006 | 2022-10-12 | SACR-PL-SIS-044-007 | ADISH-P-PO-GE-044 | SISICO | DDP Site | 7 |  | Main Item | - | FHM-520-003 | Hydrant with Foam Monitor For TNK | 1 |  |  |  |  | 1 | Piece | 45 |  |  | ابتدای دوره
681 | OPI-SIS-044-006 | 2022-10-12 | SACR-PL-SIS-044-007 | ADISH-P-PO-GE-044 | SISICO | DDP Site | 7 |  | Main Item | - | FHM-520-004 | Hydrant with Foam Monitor For TNK | 1 |  |  |  |  | 1 | Piece | 45 |  |  | ابتدای دوره
682 | OPI-SIS-044-006 | 2022-10-12 | SACR-PL-SIS-044-007 | ADISH-P-PO-GE-044 | SISICO | DDP Site | 7 |  | Main Item | - | FHM-520-005 | Hydrant with Foam Monitor For TNK | 1 |  |  |  |  | 1 | Piece | 45 |  |  | ابتدای دوره
683 | OPI-SIS-044-006 | 2022-10-12 | SACR-PL-SIS-044-007 | ADISH-P-PO-GE-044 | SISICO | DDP Site | 7 |  | Main Item | - | FHM-520-006 | Hydrant with Foam Monitor For TNK | 1 |  |  |  |  | 1 | Piece | 45 |  |  | ابتدای دوره
684 | OPI-SIS-044-006 | 2022-10-12 | SACR-PL-SIS-044-007 | ADISH-P-PO-GE-044 | SISICO | DDP Site | 7 |  | Main Item | - | FHM-520-007 | Hydrant with Foam Monitor For TNK | 1 |  |  |  |  | 1 | Piece | 45 |  |  | ابتدای دوره
685 | OPI-SIS-044-006 | 2022-10-12 | SACR-PL-SIS-044-007 | ADISH-P-PO-GE-044 | SISICO | DDP Site | 7 |  | Main Item | - | FHM-520-008 | Hydrant with Foam Monitor For TNK | 1 |  |  |  |  | 1 | Piece | 45 |  |  | ابتدای دوره
686 | OPI-SIS-044-006 | 2022-10-12 | SACR-PL-SIS-044-007 | ADISH-P-PO-GE-044 | SISICO | DDP Site | 7 |  | Main Item | - | FHM-520-009 | Hydrant with Foam Monitor For TNK | 1 |  |  |  |  | 1 | Piece | 45 |  | رنگ پریدگی | ابتدای دوره
687 | OPI-SIS-044-006 | 2022-10-12 | SACR-PL-SIS-044-007 | ADISH-P-PO-GE-044 | SISICO | DDP Site | 7 |  | Main Item | - | FHM-520-010 | Hydrant with Foam Monitor For TNK | 1 |  |  |  |  | 1 | Piece | 45 |  |  | ابتدای دوره
688 | OPI-SIS-044-006 | 2022-10-12 | SACR-PL-SIS-044-007 | ADISH-P-PO-GE-044 | SISICO | DDP Site | 7 |  | Main Item | - | FHM-520-011 | Hydrant with Foam Monitor For TNK | 1 |  |  |  |  | 1 | Piece | 45 |  |  | ابتدای دوره
689 | OPI-SIS-044-006 | 2022-10-12 | SACR-PL-SIS-044-007 | ADISH-P-PO-GE-044 | SISICO | DDP Site | 7 |  | Main Item | - | FHM-520-012 | Hydrant with Foam Monitor For TNK | 1 |  |  |  |  | 1 | Piece | 45 |  |  | ابتدای دوره
690 | OPI-SIS-044-006 | 2022-10-12 | SACR-PL-SIS-044-007 | ADISH-P-PO-GE-044 | SISICO | DDP Site | 7 |  | Main Item | - | FHM-520-013 | Hydrant with Foam Monitor For TNK | 1 |  |  |  |  | 1 | Piece | 45 |  |  | ابتدای دوره
691 | OPI-SIS-044-006 | 2022-10-12 | SACR-PL-SIS-044-007 | ADISH-P-PO-GE-044 | SISICO | DDP Site | 7 |  | Main Item | - | FHM-520-014 | Hydrant with Foam Monitor For TNK | 1 |  |  |  |  | 1 | Piece | 45 |  |  | ابتدای دوره
692 | OPI-SIS-044-006 | 2022-10-12 | SACR-PL-SIS-044-007 | ADISH-P-PO-GE-044 | SISICO | DDP Site | 7 |  | Main Item | - | FHM-520-015 | Hydrant with Foam Monitor For TNK | 1 |  |  |  |  | 1 | Piece | 45 |  |  | ابتدای دوره
693 | OPI-SIS-044-006 | 2022-10-12 | SACR-PL-SIS-044-007 | ADISH-P-PO-GE-044 | SISICO | DDP Site | 7 |  | Main Item | - | FHM-520-016 | Hydrant with Foam Monitor For TNK | 1 |  |  |  |  | 1 | Piece | 45 |  |  | ابتدای دوره
694 | OPI-SIS-044-006 | 2022-10-12 | SACR-PL-SIS-044-007 | ADISH-P-PO-GE-044 | SISICO | DDP Site | 7 |  | Main Item | - | FHM-520-017 | Hydrant with Foam Monitor For TNK | 1 |  |  |  |  | 1 | Piece | 45 |  |  | ابتدای دوره
695 | OPI-SIS-044-006 | 2022-10-12 | SACR-PL-SIS-044-007 | ADISH-P-PO-GE-044 | SISICO | DDP Site | 7 |  | Main Item | - | FHM-520-018 | Hydrant with Foam Monitor For TNK | 1 |  |  |  |  | 1 | Piece | 45 |  |  | ابتدای دوره
696 | OPI-SIS-044-006 | 2022-10-12 | SACR-PL-SIS-044-007 | ADISH-P-PO-GE-044 | SISICO | DDP Site | 7 |  | Main Item | - | FHM-520-019 | Hydrant with Foam Monitor For TNK | 1 |  |  |  |  | 1 | Piece | 45 |  |  | ابتدای دوره
697 | OPI-SIS-044-006 | 2022-10-12 | SACR-PL-SIS-044-007 | ADISH-P-PO-GE-044 | SISICO | DDP Site | 7 |  | Main Item | - | FHM-520-020 | Hydrant with Foam Monitor For TNK | 1 |  |  |  |  | 1 | Piece | 45 |  |  | ابتدای دوره
698 | OPI-SIS-044-006 | 2022-10-12 | SACR-PL-SIS-044-007 | ADISH-P-PO-GE-044 | SISICO | DDP Site | 7 |  | Main Item | - | FHM-520-021 | Hydrant with Foam Monitor For TNK | 1 |  |  |  |  | 1 | Piece | 45 |  | رنگ پریدگی | ابتدای دوره
699 | OPI-SIS-044-006 | 2022-10-12 | SACR-PL-SIS-044-007 | ADISH-P-PO-GE-044 | SISICO | DDP Site | 7 |  | Main Item | - | FHM-520-022 | Hydrant with Foam Monitor For TNK | 1 |  |  |  |  | 1 | Piece | 45 |  |  | ابتدای دوره
700 | OPI-SIS-044-006 | 2022-10-12 | SACR-PL-SIS-044-007 | ADISH-P-PO-GE-044 | SISICO | DDP Site | 7 |  | Main Item | - | FHM-520-023 | Hydrant with Foam Monitor For TNK | 1 |  |  |  |  | 1 | Piece | 45 |  |  | ابتدای دوره
701 | OPI-SIS-044-006 | 2022-10-12 | SACR-PL-SIS-044-007 | ADISH-P-PO-GE-044 | SISICO | DDP Site | 7 |  | Main Item | - | FHM-520-025 | Hydrant with Foam Monitor For TNK | 1 |  |  |  |  | 1 | Piece | 45 |  |  | ابتدای دوره
702 | OPI-SIS-044-006 | 2022-10-12 | SACR-PL-SIS-044-007 | ADISH-P-PO-GE-044 | SISICO | DDP Site | 7 |  | Main Item | - | FHM-520-027 | Hydrant with Foam Monitor For TNK | 1 |  |  |  |  | 1 | Piece | 45 |  |  | ابتدای دوره
703 | OPI-SIS-044-006 | 2022-10-12 | SACR-PL-SIS-044-007 | ADISH-P-PO-GE-044 | SISICO | DDP Site | 7 |  | Main Item | - | FHM-520-028 | Hydrant with Foam Monitor For TNK | 1 |  |  |  |  | 1 | Piece | 45 |  |  | ابتدای دوره
704 | OPI-SIS-044-006 | 2022-10-12 | SACR-PL-SIS-044-007 | ADISH-P-PO-GE-044 | SISICO | DDP Site | 7 |  | Main Item | - | FHM-520-029 | Hydrant with Foam Monitor For TNK | 1 |  |  |  |  | 1 | Piece | 45 |  |  | ابتدای دوره
705 | OPI-SIS-044-006 | 2022-10-12 | SACR-PL-SIS-044-007 | ADISH-P-PO-GE-044 | SISICO | DDP Site | 7 |  | Main Item | - | FHM-520-030 | Hydrant with Foam Monitor For TNK | 1 |  |  |  |  | 1 | Piece | 45 |  |  | ابتدای دوره
706 | OPI-SIS-044-006 | 2022-10-12 | SACR-PL-SIS-044-007 | ADISH-P-PO-GE-044 | SISICO | DDP Site | 7 |  | Main Item | - | FHM-520-031 | Hydrant with Foam Monitor For TNK | 1 |  |  |  |  | 1 | Piece | 45 |  |  | ابتدای دوره
707 | OPI-SIS-044-006 | 2022-10-12 | SACR-PL-SIS-044-007 | ADISH-P-PO-GE-044 | SISICO | DDP Site | 7 |  | Main Item | - | FHM-520-032 | Hydrant with Foam Monitor For TNK | 1 |  |  |  |  | 1 | Piece | 45 |  |  | ابتدای دوره
708 | OPI-SIS-044-006 | 2022-10-12 | SACR-PL-SIS-044-007 | ADISH-P-PO-GE-044 | SISICO | DDP Site | 7 |  | Main Item | - | FHM-530-001 | Hydrant with Foam Monitor For TNK | 1 |  |  |  |  | 1 | Piece | 45 |  |  | ابتدای دوره
709 | OPI-SIS-044-006 | 2022-10-12 | SACR-PL-SIS-044-007 | ADISH-P-PO-GE-044 | SISICO | DDP Site | 7 |  | Main Item | - | FHM-530-006 | Hydrant with Foam Monitor For TNK | 1 |  |  |  |  | 1 | Piece | 45 |  |  | ابتدای دوره
710 | OPI-SIS-044-006 | 2022-10-12 | SACR-PL-SIS-044-007 | ADISH-P-PO-GE-044 | SISICO | DDP Site | 7 |  | Main Item | - | FHM-505-001 | Hydrant with Water Monitor For LPG/LPT | 1 |  |  |  |  | 1 | Piece | 45 |  |  | ابتدای دوره
711 | OPI-SIS-044-006 | 2022-10-12 | SACR-PL-SIS-044-007 | ADISH-P-PO-GE-044 | SISICO | DDP Site | 7 |  | Main Item | - | FHM-505-002 | Hydrant with Water Monitor For LPG/LPT | 1 |  |  |  |  | 1 | Piece | 45 |  |  | ابتدای دوره
712 | OPI-SIS-044-006 | 2022-10-12 | SACR-PL-SIS-044-007 | ADISH-P-PO-GE-044 | SISICO | DDP Site | 7 |  | Main Item | - | FHM-509-001 | Hydrant with Water Monitor For Utility/Offsite | 1 |  |  |  |  | 1 | Piece | 45 |  |  | ابتدای دوره
713 | OPI-SIS-044-006 | 2022-10-12 | SACR-PL-SIS-044-007 | ADISH-P-PO-GE-044 | SISICO | DDP Site | 7 |  | Main Item | - | FHM-530-002 | Hydrant with Water Monitor For TNK | 1 |  |  |  |  | 1 | Piece | 45 |  |  | ابتدای دوره
714 | OPI-SIS-044-006 | 2022-10-12 | SACR-PL-SIS-044-007 | ADISH-P-PO-GE-044 | SISICO | DDP Site | 7 |  | Main Item | - | FHM-530-003 | Hydrant with Water Monitor For TNK | 1 |  |  |  |  | 1 | Piece | 45 |  |  | ابتدای دوره
715 | OPI-SIS-044-006 | 2022-10-12 | SACR-PL-SIS-044-007 | ADISH-P-PO-GE-044 | SISICO | DDP Site | 7 |  | Main Item | - | FHM-530-004 | Hydrant with Water Monitor For TNK | 1 |  |  |  |  | 1 | Piece | 45 |  |  | ابتدای دوره
716 | OPI-SIS-044-006 | 2022-10-12 | SACR-PL-SIS-044-007 | ADISH-P-PO-GE-044 | SISICO | DDP Site | 7 |  | Main Item | - | FHM-530-005 | Hydrant with Water Monitor For TNK | 1 |  |  |  |  | 1 | Piece | 45 |  |  | ابتدای دوره
737 | OPI-SIS-044-007 | 2023-02-15 | SACR-PL-SIS-044-008 | ADISH-P-PO-GE-044 | SISICO | DDP Site | 8 |  | Sub Item | IHR-B44-001 | 2458 | Indoor Hose Reel for Multi Porpuse Building,Cabinet Assembly THK1.5.M, 1 NOLatch Type Without Key Zamak, 2 NOHinge ZamaK, 6 NO Lug Plate C.S, 1NO 1.1/2" GlobeValve Angle Type Regulator Type Brass, 1 NOFire House 1"*25M Rigid Non Collapsible Rubber With Al | 1 |  |  |  |  | 1 | Set | 60 |  |  | 1402
738 | OPI-SIS-044-007 | 2023-02-15 | SACR-PL-SIS-044-008 | ADISH-P-PO-GE-044 | SISICO | DDP Site | 8 |  | Sub Item | IHR-B44-002 | 2458 | Indoor Hose Reel for Multi Porpuse Building, Cabinet Assembly THK1.5.M, 1 NOLatch Type Without Key Zamak, 2 NOHinge ZamaK, 6 NO Lug Plate C.S, 1NO 1.1/2" GlobeValve Angle Type Regulator Type Brass, 1 NOFire House 1"*25M Rigid Non Collapsible Rubber With A | 1 |  |  |  |  | 1 | Set | 60 |  |  | 1402
739 | OPI-SIS-044-007 | 2023-02-15 | SACR-PL-SIS-044-008 | ADISH-P-PO-GE-044 | SISICO | DDP Site | 8 |  | Sub Item | IHR-B44-003 | 2458 | Indoor Hose Reel for Multi Porpuse Building, Cabinet Assembly THK1.5.M, 1 NOLatch Type Without Key Zamak, 2 NOHinge ZamaK, 6 NO Lug Plate C.S, 1NO 1.1/2" GlobeValve Angle Type Regulator Type Brass, 1 NOFire House 1"*25M Rigid Non Collapsible Rubber With A | 1 |  |  |  |  | 1 | Set | 60 |  |  | 1402
740 | OPI-SIS-044-007 | 2023-02-15 | SACR-PL-SIS-044-008 | ADISH-P-PO-GE-044 | SISICO | DDP Site | 8 |  | Sub Item | IHR-B44-004 | 2458 | Indoor Hose Reel for Multi Porpuse Building,Cabinet Assembly THK1.5.M, 1 NOLatch Type Without Key Zamak, 2 NOHinge ZamaK, 6 NO Lug Plate C.S, 1NO 1.1/2" GlobeValve Angle Type Regulator Type Brass, 1 NOFire House 1"*25M Rigid Non Collapsible Rubber With Al | 1 |  |  |  |  | 1 | Set | 60 |  |  | 1402
741 | OPI-SIS-044-007 | 2023-02-15 | SACR-PL-SIS-044-008 | ADISH-P-PO-GE-044 | SISICO | DDP Site | 8 |  | Sub Item | IHR-B44-005 | 2458 | Indoor Hose Reel for Multi Porpuse Building, Cabinet Assembly THK1.5.M, 1 NOLatch Type Without Key Zamak, 2 NOHinge ZamaK, 6 NO Lug Plate C.S, 1NO 1.1/2" GlobeValve Angle Type Regulator Type Brass, 1 NOFire House 1"*25M Rigid Non Collapsible Rubber With A | 1 |  |  |  |  | 1 | Set | 60 |  |  | 1402
742 | OPI-SIS-044-007 | 2023-02-15 | SACR-PL-SIS-044-008 | ADISH-P-PO-GE-044 | SISICO | DDP Site | 8 |  | Sub Item | IHR-B27-001 | 2458 | Indoor Hose Reel for fire Station Building, Cabinet Assembly THK1.5.M, 1 NOLatch Type Without Key Zamak, 2 NOHinge ZamaK, 6 NO Lug Plate C.S, 1NO 1.1/2" GlobeValve Angle Type Regulator Type Brass, 1 NOFire House 1"*25M Rigid Non Collapsible Rubber With Al | 1 |  |  |  |  | 1 | Set | 60 |  |  | 1402
743 | OPI-SIS-044-007 | 2023-02-15 | SACR-PL-SIS-044-008 | ADISH-P-PO-GE-044 | SISICO | DDP Site | 8 |  | Sub Item | IHR-B42-001 | 2458 | Indoor Hose Reel for Warehouse Building, Cabinet Assembly THK1.5.M, 1 NOLatch Type Without Key Zamak, 2 NOHinge ZamaK, 6 NO Lug Plate C.S, 1NO 1.1/2" GlobeValve Angle Type Regulator Type Brass, 1 NOFire House 1"*25M Rigid Non Collapsible Rubber With Alumi | 1 |  |  |  |  | 1 | Set | 60 |  |  | 1402
744 | OPI-SIS-044-007 | 2023-02-15 | SACR-PL-SIS-044-008 | ADISH-P-PO-GE-044 | SISICO | DDP Site | 8 |  | Sub Item | IHR-B42-002 | 2458 | Indoor Hose Reel for Warehouse Building, Cabinet Assembly THK1.5.M, 1 NOLatch Type Without Key Zamak, 2 NOHinge ZamaK, 6 NO Lug Plate C.S, 1NO 1.1/2" GlobeValve Angle Type Regulator Type Brass, 1 NOFire House 1"*25M Rigid Non Collapsible Rubber With Alumi | 1 |  |  |  |  | 1 | Set | 60 |  |  | 1402

## Sheet1
# | Packing List No. | Date | Purchase Order | Vendor | Consignee | Destination | Shipment No. | Material Description | Package No. | Category | Main Material | Mark No. | Description | Quantity | Unit | Weight/Unit | Remark
1 | SACR-PL-SIS-043(A)-001 | 2021-10-21 | ADISH-P-PO-GE-043(A) | SISICO | SISICO | DDP Site | 1 |  | 1 | Main Item | - | SA-IG-PI-TU-1.1/2" | TUBI , GALVANIZED CARBON STEEL PIPE SMLS SCH 40 , ASTM A 106 , 1.1/2" | 156 | Meter
2 | SACR-PL-SIS-043(A)-001 | 2021-10-21 | ADISH-P-PO-GE-043(A) | SISICO | SISICO | DDP Site | 1 |  | 1 | Main Item | - | SA-IG-PI-TU-1.1/4" | TUBI , GALVANIZED CARBON STEEL PIPE SMLS SCH 40 , ASTM A 106 , 1.1/4" | 114 | Meter
3 | SACR-PL-SIS-043(A)-001 | 2021-10-21 | ADISH-P-PO-GE-043(A) | SISICO | SISICO | DDP Site | 1 |  | 1 | Main Item | - | SA-IG-PI-TU-1" | TUBI , GALVANIZED CARBON STEEL PIPE SMLS SCH 40 , ASTM A 106 , 1" | 210 | Meter
4 | SACR-PL-SIS-043(A)-001 | 2021-10-21 | ADISH-P-PO-GE-043(A) | SISICO | SISICO | DDP Site | 1 |  | 1 | Main Item | - | SA-IG-PI-TU-1/2" | TUBI , GALVANIZED CARBON STEEL PIPE SMLS SCH 40 , ASTM A 106 , 1/2" | 6 | Meter
5 | SACR-PL-SIS-043(A)-001 | 2021-10-21 | ADISH-P-PO-GE-043(A) | SISICO | SISICO | DDP Site | 1 |  | 1 | Main Item | - | SA-IG-PI-TU-2.1/2" | TUBI , GALVANIZED CARBON STEEL PIPE SMLS SCH 40 , ASTM A 106 , 2.1/2" | 102 | Meter
6 | SACR-PL-SIS-043(A)-001 | 2021-10-21 | ADISH-P-PO-GE-043(A) | SISICO | SISICO | DDP Site | 1 |  | 1 | Main Item | - | SA-IG-PI-TU-2" | TUBI , GALVANIZED CARBON STEEL PIPE SMLS SCH 40 , ASTM A 106 , 2" | 258 | Meter
7 | SACR-PL-SIS-043(A)-001 | 2021-10-21 | ADISH-P-PO-GE-043(A) | SISICO | SISICO | DDP Site | 1 |  | 1 | Main Item | - | SA-IG-PI-TU-3" | TUBI , GALVANIZED CARBON STEEL PIPE SMLS SCH 40 , ASTM A 106 , 3" | 36 | Meter
8 | SACR-PL-SIS-043(A)-001 | 2021-10-21 | ADISH-P-PO-GE-043(A) | SISICO | SISICO | DDP Site | 1 |  | 1 | Main Item | - | SA-IG-PI-TU-3/4" | TUBI , GALVANIZED CARBON STEEL PIPE SMLS SCH 40 , ASTM A 106 , 3/4" | 42 | Meter
9 | SACR-PL-SIS-043(A)-001 | 2021-10-21 | ADISH-P-PO-GE-043(A) | SISICO | SISICO | DDP Site | 1 |  | 1 | Main Item | - | SA-IG-PI-TU-4" | TUBI , GALVANIZED CARBON STEEL PIPE SMLS SCH 40 , ASTM A 106 , 4" | 113.7 | Meter
10 | SACR-PL-SIS-043(A)-002 | 2022-01-08 | ADISH-P-PO-GE-043(A) | SISICO | SISICO | DDP Site | 2 |  | 1 | Main Item | - | SA-IG-PI-HB-3/4"x1/2" | COUP , 3000LB GALVANIZED C.S THREADED HEX-BUSH , ASTM A105 GR.B , 3/4"x1/2" | 4 | PCS
11 | SACR-PL-SIS-043(A)-002 | 2022-01-08 | ADISH-P-PO-GE-043(A) | SISICO | SISICO | DDP Site | 2 |  | 1 | Main Item | - | SA-IG-PI-HB-1"x1/2" | COUP , 3000LB GALVANIZED C.S THREADED HEX-BUSH , ASTM A105 GR.B , 1"x1/2" | 4 | PCS
12 | SACR-PL-SIS-043(A)-002 | 2022-01-08 | ADISH-P-PO-GE-043(A) | SISICO | SISICO | DDP Site | 2 |  | 1 | Main Item | - | SA-IG-PI-HB-1.1/4"x3/4" | COUP , 3000LB GALVANIZED C.S THREADED HEX-BUSH , ASTM A105 GR.B , 1.1/4"x3/4" | 2 | PCS
13 | SACR-PL-SIS-043(A)-002 | 2022-01-08 | ADISH-P-PO-GE-043(A) | SISICO | SISICO | DDP Site | 2 |  | 1 | Main Item | - | SA-IG-PI-HB-1"x3/4" | COUP , 3000LB GALVANIZED C.S THREADED HEX-BUSH , ASTM A105 GR.B , 1"x3/4" | 16 | PCS
14 | SACR-PL-SIS-043(A)-002 | 2022-01-08 | ADISH-P-PO-GE-043(A) | SISICO | SISICO | DDP Site | 2 |  | 1 | Main Item | - | SA-IG-PI-HB-1.1/2"x1" | COUP , 3000LB GALVANIZED C.S THREADED HEX-BUSH , ASTM A105 GR.B , 1.1/2"x1" | 17 | PCS
15 | SACR-PL-SIS-043(A)-002 | 2022-01-08 | ADISH-P-PO-GE-043(A) | SISICO | SISICO | DDP Site | 2 |  | 1 | Main Item | - | SA-IG-PI-HB-1.1/2"x1.1/4" | COUP , 3000LB GALVANIZED C.S THREADED HEX-BUSH , ASTM A105 GR.B , 1.1/2"x1.1/4" | 4 | PCS
16 | SACR-PL-SIS-043(A)-002 | 2022-01-08 | ADISH-P-PO-GE-043(A) | SISICO | SISICO | DDP Site | 2 |  | 1 | Main Item | - | SA-IG-PI-HB-2"x1" | COUP , 3000LB GALVANIZED C.S THREADED HEX-BUSH , ASTM A105 GR.B , 2"x1" | 15 | PCS
17 | SACR-PL-SIS-043(A)-002 | 2022-01-08 | ADISH-P-PO-GE-043(A) | SISICO | SISICO | DDP Site | 2 |  | 1 | Main Item | - | SA-IG-PI-HB-2"x1.1/4" | COUP , 3000LB GALVANIZED C.S THREADED HEX-BUSH , ASTM A105 GR.B , 2"x1.1/4" | 6 | PCS
18 | SACR-PL-SIS-043(A)-002 | 2022-01-08 | ADISH-P-PO-GE-043(A) | SISICO | SISICO | DDP Site | 2 |  | 1 | Main Item | - | SA-IG-PI-HB-2"x1.1/2" | COUP , 3000LB GALVANIZED C.S THREADED HEX-BUSH , ASTM A105 GR.B , 2"x1.1/2" | 2 | PCS
19 | SACR-PL-SIS-043(A)-002 | 2022-01-08 | ADISH-P-PO-GE-043(A) | SISICO | SISICO | DDP Site | 2 |  | 1 | Main Item | - | SA-IG-PI-HB-2.1/2"x1" | COUP , 3000LB GALVANIZED C.S THREADED HEX-BUSH , ASTM A105 GR.B , 2.1/2"x1" | 3 | PCS
20 | SACR-PL-SIS-043(A)-002 | 2022-01-08 | ADISH-P-PO-GE-043(A) | SISICO | SISICO | DDP Site | 2 |  | 1 | Main Item | - | SA-IG-PI-HB-2.1/2"x1.1/4" | COUP , 3000LB GALVANIZED C.S THREADED HEX-BUSH , ASTM A105 GR.B , 2.1/2"x1.1/4" | 3 | PCS
21 | SACR-PL-SIS-043(A)-002 | 2022-01-08 | ADISH-P-PO-GE-043(A) | SISICO | SISICO | DDP Site | 2 |  | 1 | Main Item | - | SA-IG-PI-HB-2.1/2"x1.1/2" | COUP , 3000LB GALVANIZED C.S THREADED HEX-BUSH , ASTM A105 GR.B , 2.1/2"x1.1/2" | 3 | PCS
22 | SACR-PL-SIS-043(A)-002 | 2022-01-08 | ADISH-P-PO-GE-043(A) | SISICO | SISICO | DDP Site | 2 |  | 1 | Main Item | - | SA-IG-PI-HB-2.1/2"x2" | COUP , 3000LB GALVANIZED C.S THREADED HEX-BUSH , ASTM A105 GR.B , 2.1/2"x2" | 4 | PCS
23 | SACR-PL-SIS-043(A)-002 | 2022-01-08 | ADISH-P-PO-GE-043(A) | SISICO | SISICO | DDP Site | 2 |  | 1 | Main Item | - | SA-IG-PI-HB-3"x1.1/4" | COUP , 3000LB GALVANIZED C.S THREADED HEX-BUSH , ASTM A105 GR.B , 3"x1.1/4" | 4 | PCS
24 | SACR-PL-SIS-043(A)-002 | 2022-01-08 | ADISH-P-PO-GE-043(A) | SISICO | SISICO | DDP Site | 2 |  | 1 | Main Item | - | SA-IG-PI-HB-3"x2.1/2" | COUP , 3000LB GALVANIZED C.S THREADED HEX-BUSH , ASTM A105 GR.B , 3"x2.1/2" | 2 | PCS
25 | SACR-PL-SIS-043(A)-002 | 2022-01-08 | ADISH-P-PO-GE-043(A) | SISICO | SISICO | DDP Site | 2 |  | 1 | Main Item | - | SA-IG-PI-HB-4"x1.1/2" | COUP , 3000LB GALVANIZED C.S THREADED HEX-BUSH , ASTM A105 GR.B , 4"x1.1/2" | 1 | PCS
26 | SACR-PL-SIS-043(A)-002 | 2022-01-08 | ADISH-P-PO-GE-043(A) | SISICO | SISICO | DDP Site | 2 |  | 1 | Main Item | - | SA-IG-PI-HB-4"x2" | COUP , 3000LB GALVANIZED C.S THREADED HEX-BUSH , ASTM A105 GR.B , 4"x2" | 6 | PCS
27 | SACR-PL-SIS-043(A)-002 | 2022-01-08 | ADISH-P-PO-GE-043(A) | SISICO | SISICO | DDP Site | 2 |  | 1 | Main Item | - | SA-IG-PI-HB-4"x2.1/2" | COUP , 3000LB GALVANIZED C.S THREADED HEX-BUSH , ASTM A105 GR.B , 4"x2.1/2" | 1 | PCS
28 | SACR-PL-SIS-043(A)-002 | 2022-01-08 | ADISH-P-PO-GE-043(A) | SISICO | SISICO | DDP Site | 2 |  | 1 | Main Item | - | SA-IG-PI-HB-4"x3" | COUP , 3000LB GALVANIZED C.S THREADED HEX-BUSH , ASTM A105 GR.B , 4"x3" | 4 | PCS
29 | SACR-PL-SIS-043(A)-002 | 2022-01-08 | ADISH-P-PO-GE-043(A) | SISICO | SISICO | DDP Site | 2 |  | 1 | Main Item | - | SA-IG-PI-HB-4"x1" | COUP , 3000LB GALVANIZED C.S THREADED HEX-BUSH , ASTM A105 GR.B , 4"x1" | 2 | PCS
30 | SACR-PL-SIS-043(A)-002 | 2022-01-08 | ADISH-P-PO-GE-043(A) | SISICO | SISICO | DDP Site | 2 |  | 1 | Main Item | - | SA-IG-PI-HB-1.1/2"x3/4" | COUP , 3000LB GALVANIZED C.S THREADED HEX-BUSH , ASTM A105 GR.B , 1.1/2"x3/4" | 5 | PCS
71 | SACR-PL-SIS-043(A)-003 | 2022-01-25 | ADISH-P-PO-GE-043(A) | SISICO | SISICO | DDP Site | 3 |  | 1 | Main Item | - | SA-IG-SUP-S-16/1 | S-16: FS-U4-U4-60-30-CO4 , CS-Galv. | 2 | Pcs
72 | SACR-PL-SIS-043(A)-003 | 2022-01-25 | ADISH-P-PO-GE-043(A) | SISICO | SISICO | DDP Site | 3 |  | 1 | Main Item | - | SA-IG-SUP-S-11/2 | S-11: FS-U4-U4-60-30-C2A , CS-Galv. | 2 | Pcs
73 | SACR-PL-SIS-043(A)-003 | 2022-01-25 | ADISH-P-PO-GE-043(A) | SISICO | SISICO | DDP Site | 3 |  | 1 | Main Item | - | SA-IG-SUP-S-14/1 | S-14: FS-U4-U4-60-30-C2A , CS-Galv. | 2 | Pcs
74 | SACR-PL-SIS-043(A)-003 | 2022-01-25 | ADISH-P-PO-GE-043(A) | SISICO | SISICO | DDP Site | 3 |  | 1 | Main Item | - | SA-IG-SUP-S-12/2 | S-12: WS-U4-U4-25-CO4 , CS-Galv. | 4 | Pcs
75 | SACR-PL-SIS-043(A)-003 | 2022-01-25 | ADISH-P-PO-GE-043(A) | SISICO | SISICO | DDP Site | 3 |  | 1 | Main Item | - | SA-IG-SUP-S-01/1 | S-01: CS-U4-U4-50-30-C04 , CS-Galv. | 39 | Pcs
76 | SACR-PL-SIS-043(A)-003 | 2022-01-25 | ADISH-P-PO-GE-043(A) | SISICO | SISICO | DDP Site | 3 |  | 1 | Main Item | - | SA-IG-SUP-S-02/1 | S-02: CS-U4-U4-50-30-C02 , CS-Galv. | 36 | Pcs
77 | SACR-PL-SIS-043(A)-003 | 2022-01-25 | ADISH-P-PO-GE-043(A) | SISICO | SISICO | DDP Site | 3 |  | 1 | Main Item | - | SA-IG-SUP-S-03/1 | S-03: CS-U4-U4-50-30-C1B , CS-Galv. | 22 | Pcs
78 | SACR-PL-SIS-043(A)-003 | 2022-01-25 | ADISH-P-PO-GE-043(A) | SISICO | SISICO | DDP Site | 3 |  | 1 | Main Item | - | SA-IG-SUP-S-04/1 | S-04: CS-U4-U4-50-30-C1A , CS-Galv. | 2 | Pcs
79 | SACR-PL-SIS-043(A)-003 | 2022-01-25 | ADISH-P-PO-GE-043(A) | SISICO | SISICO | DDP Site | 3 |  | 1 | Main Item | - | SA-IG-SUP-S-05/2 | S-05: CS-U4-U4-50-30-C01 , CS-Galv. | 4 | Pcs
80 | SACR-PL-SIS-043(A)-003 | 2022-01-25 | ADISH-P-PO-GE-043(A) | SISICO | SISICO | DDP Site | 3 |  | 1 | Main Item | - | SA-IG-SUP-S-06/3 | S-06: CS-U4-U4-80-30-C04 , CS-Galv. | 6 | Pcs
81 | SACR-PL-SIS-043(A)-003 | 2022-01-25 | ADISH-P-PO-GE-043(A) | SISICO | SISICO | DDP Site | 3 |  | 1 | Main Item | - | SA-IG-SUP-S-07/2 | S-07: CS-U4-U4-80-30-C03 , CS-Galv. | 6 | Pcs
82 | SACR-PL-SIS-043(A)-003 | 2022-01-25 | ADISH-P-PO-GE-043(A) | SISICO | SISICO | DDP Site | 3 |  | 1 | Main Item | - | SA-IG-SUP-S-08/2 | S-08: CS-U4-U4-80-30-C2A , CS-Galv. | 10 | Pcs
83 | SACR-PL-SIS-043(A)-003 | 2022-01-25 | ADISH-P-PO-GE-043(A) | SISICO | SISICO | DDP Site | 3 |  | 1 | Main Item | - | SA-IG-SUP-S-09/2 | S-09: CS-U4-U4-80-30-C02 , CS-Galv. | 28 | Pcs
84 | SACR-PL-SIS-043(A)-003 | 2022-01-25 | ADISH-P-PO-GE-043(A) | SISICO | SISICO | DDP Site | 3 |  | 1 | Main Item | - | SA-IG-SUP-S-10/1 | S-10: CS-U4-U4-80-30-C1B , CS-Galv. | 10 | Pcs
85 | SACR-PL-SIS-043(A)-003 | 2022-01-25 | ADISH-P-PO-GE-043(A) | SISICO | SISICO | DDP Site | 3 |  | 1 | Main Item | - | SA-IG-SUP-S-11/1 | S-11: CS-U4-U4-80-30-C1A , CS-Galv. | 12 | Pcs
86 | SACR-PL-SIS-043(A)-003 | 2022-01-25 | ADISH-P-PO-GE-043(A) | SISICO | SISICO | DDP Site | 3 |  | 1 | Main Item | - | SA-IG-SUP-S-01/2 | S-01: CS-U4-U4-60-30-C2A , CS-Galv. | 4 | Pcs
87 | SACR-PL-SIS-043(A)-003 | 2022-01-25 | ADISH-P-PO-GE-043(A) | SISICO | SISICO | DDP Site | 3 |  | 1 | Main Item | - | SA-IG-SUP-S-02/2 | S-02: CS-U4-U4-60-30-C02 , CS-Galv. | 24 | Pcs
88 | SACR-PL-SIS-043(A)-003 | 2022-01-25 | ADISH-P-PO-GE-043(A) | SISICO | SISICO | DDP Site | 3 |  | 1 | Main Item | - | SA-IG-SUP-S-03/2 | S-03: CS-U4-U4-60-30-C1B , CS-Galv. | 14 | Pcs
89 | SACR-PL-SIS-043(A)-003 | 2022-01-25 | ADISH-P-PO-GE-043(A) | SISICO | SISICO | DDP Site | 3 |  | 1 | Main Item | - | SA-IG-SUP-S-04/2 | S-04: CS-U4-U4-60-30-C01 , CS-Galv. | 3 | Pcs
90 | SACR-PL-SIS-043(A)-003 | 2022-01-25 | ADISH-P-PO-GE-043(A) | SISICO | SISICO | DDP Site | 3 |  | 1 | Main Item | - | SA-IG-SUP-S-05/1 | S-05: CS-U4-U4-30-30-C02 , CS-Galv. | 5 | Pcs
91 | SACR-PL-SIS-043(A)-003 | 2022-01-25 | ADISH-P-PO-GE-043(A) | SISICO | SISICO | DDP Site | 3 |  | 1 | Main Item | - | SA-IG-SUP-S-06/1 | S-06: CS-U4-U4-30-30-C01 , CS-Galv. | 36 | Pcs
92 | SACR-PL-SIS-043(A)-003 | 2022-01-25 | ADISH-P-PO-GE-043(A) | SISICO | SISICO | DDP Site | 3 |  | 1 | Main Item | - | SA-IG-SUP-S-01/3 | S-01: CS-U4-U4-60-40-C02 , CS-Galv. | 11 | Pcs
93 | SACR-PL-SIS-043(A)-003 | 2022-01-25 | ADISH-P-PO-GE-043(A) | SISICO | SISICO | DDP Site | 3 |  | 1 | Main Item | - | SA-IG-SUP-S-02/4 | S-02: CS-U4-U4-60-40-C2A , CS-Galv. | 2 | Pcs
94 | SACR-PL-SIS-043(A)-003 | 2022-01-25 | ADISH-P-PO-GE-043(A) | SISICO | SISICO | DDP Site | 3 |  | 1 | Main Item | - | SA-IG-SUP-S-02/3 | S-02: CS-U4-U4-60-40-C1B , CS-Galv. | 15 | Pcs
95 | SACR-PL-SIS-043(A)-003 | 2022-01-25 | ADISH-P-PO-GE-043(A) | SISICO | SISICO | DDP Site | 3 |  | 1 | Main Item | - | SA-IG-SUP-S-04/2 | S-04: CS-U4-U4-60-30-C01 , CS-Galv. | 10 | Pcs
96 | SACR-PL-SIS-043(A)-003 | 2022-01-25 | ADISH-P-PO-GE-043(A) | SISICO | SISICO | DDP Site | 3 |  | 1 | Main Item | - | SA-IG-SUP-S-05/3 | S-05: CS-U4-U4-60-40-C1A-C01 , CS-Galv. | 2 | Pcs
97 | SACR-PL-SIS-043(A)-003 | 2022-01-25 | ADISH-P-PO-GE-043(A) | SISICO | SISICO | DDP Site | 3 |  | 1 | Main Item | - | SA-IG-SUP-S-06/2 | S-06: CS-U4-U4-60-30-C1A , CS-Galv. | 12 | Pcs
98 | SACR-PL-SIS-043(A)-003 | 2022-01-25 | ADISH-P-PO-GE-043(A) | SISICO | SISICO | DDP Site | 3 |  | 1 | Main Item | - | SA-IG-SUP-S-07/1 | S-07: CS-U4-U4-60-30-C0B , CS-Galv. | 2 | Pcs
99 | SACR-PL-SIS-043(A)-003 | 2022-01-25 | ADISH-P-PO-GE-043(A) | SISICO | SISICO | DDP Site | 3 |  | 1 | Main Item | - | SA-IG-SUP-S-08/1 | S-08: CS-U4-U4-25-30-C01 , CS-Galv. | 20 | Pcs
100 | SACR-PL-SIS-043(A)-003 | 2022-01-25 | ADISH-P-PO-GE-043(A) | SISICO | SISICO | DDP Site | 3 |  | 1 | Main Item | - | SA-IG-SUP-S-09/1 | S-09: CS-U4-U4-25-30-C0B , CS-Galv. | 10 | Pcs
101 | SACR-PL-SIS-043(A)-003 | 2022-01-25 | ADISH-P-PO-GE-043(A) | SISICO | SISICO | DDP Site | 3 |  | 1 | Main Item | - | SA-IG-SUP-S-13/2 | S-13: WS-U4-25-C2A , CS-Galv. | 3 | Pcs
102 | SACR-PL-SIS-043(A)-003 | 2022-01-25 | ADISH-P-PO-GE-043(A) | SISICO | SISICO | DDP Site | 3 |  | 1 | Main Item | - | SA-IG-SUP-S-14/2 | S-14: WS-U4-25-C1B , CS-Galv. | 3 | Pcs
103 | SACR-PL-SIS-043(A)-003 | 2022-01-25 | ADISH-P-PO-GE-043(A) | SISICO | SISICO | DDP Site | 3 |  | 1 | Main Item | - | SA-IG-SUP-S-15/1 | S-15: WS-U4-25-C0B , CS-Galv. | 1 | Pcs
104 | SACR-PL-SIS-043(A)-003 | 2022-01-25 | ADISH-P-PO-GE-043(A) | SISICO | SISICO | DDP Site | 3 |  | 1 | Main Item | - | SA-IG-SUP-S-07/3 | S-07: WS-U4-25-C2A , CS-Galv. | 4 | Pcs
105 | SACR-PL-SIS-043(A)-003 | 2022-01-25 | ADISH-P-PO-GE-043(A) | SISICO | SISICO | DDP Site | 3 |  | 1 | Main Item | - | SA-IG-SUP-S-08/3 | S-08: WS-U4-25-C02 , CS-Galv. | 2 | Pcs
106 | SACR-PL-SIS-043(A)-003 | 2022-01-25 | ADISH-P-PO-GE-043(A) | SISICO | SISICO | DDP Site | 3 |  | 1 | Main Item | - | SA-IG-SUP-S-09/3 | S-09: WS-U4-25-C01 , CS-Galv. | 2 | Pcs
107 | SACR-PL-SIS-043(A)-003 | 2022-01-25 | ADISH-P-PO-GE-043(A) | SISICO | SISICO | DDP Site | 3 |  | 1 | Main Item | - | SA-IG-SUP-S-10/2 | S-10: WS-U4-25-C0B , CS-Galv. | 1 | Pcs
108 | SACR-PL-SIS-043(A)-003 | 2022-01-25 | ADISH-P-PO-GE-043(A) | SISICO | SISICO | DDP Site | 3 |  | 1 | Main Item | - | SA-IG-SUP-S-11/3 | S-11: WS-U4-25-C02 , CS-Galv. | 2 | Pcs
109 | SACR-PL-SIS-043(A)-003 | 2022-01-25 | ADISH-P-PO-GE-043(A) | SISICO | SISICO | DDP Site | 3 |  | 1 | Main Item | - | SA-IG-SUP-S-12/1 | S-12: WS-U4-25-C1A , CS-Galv. | 2 | Pcs
110 | SACR-PL-SIS-043(A)-003 | 2022-01-25 | ADISH-P-PO-GE-043(A) | SISICO | SISICO | DDP Site | 3 |  | 1 | Main Item | - | SA-IG-SUP-S-13/1 | S-13: WS-U4-25-C0B , CS-Galv. | 1 | Pcs
111 | SACR-PL-SIS-043(A)-003 | 2022-01-25 | ADISH-P-PO-GE-043(A) | SISICO | SISICO | DDP Site | 3 |  | 1 | Main Item | - | SA-IG-SUP-S-10/3 | S-10: WS-U4-25-C2A , CS-Galv. | 2 | Pcs
112 | SACR-PL-SIS-043(A)-003 | 2022-01-25 | ADISH-P-PO-GE-043(A) | SISICO | SISICO | DDP Site | 3 |  | 1 | Main Item | - | SA-IG-SUP-CL-4 | CLAMP 4 , CS-Galv. | 49 | PAIR
113 | SACR-PL-SIS-043(A)-003 | 2022-01-25 | ADISH-P-PO-GE-043(A) | SISICO | SISICO | DDP Site | 3 |  | 1 | Main Item | - | SA-IG-SUP-CL-3/4 | CLAMP 3/4 , CS-Galv. | 15 | PAIR
114 | SACR-PL-SIS-043(A)-003 | 2022-01-25 | ADISH-P-PO-GE-043(A) | SISICO | SISICO | DDP Site | 3 |  | 1 | Main Item | - | SA-IG-SUP-CL-1/2 | CLAMP 1/2 , CS-Galv. | 87 | PAIR
115 | SACR-PL-SIS-043(A)-003 | 2022-01-25 | ADISH-P-PO-GE-043(A) | SISICO | SISICO | DDP Site | 3 |  | 1 | Main Item | - | SA-IG-SUP-CL-1.1/4 | CLAMP 1 1/4 , CS-Galv. | 41 | PAIR
116 | SACR-PL-SIS-043(A)-003 | 2022-01-25 | ADISH-P-PO-GE-043(A) | SISICO | SISICO | DDP Site | 3 |  | 1 | Main Item | - | SA-IG-SUP-CL-1.1/2 | CLAMP 1 1/2 , CS-Galv. | 74 | PAIR
117 | SACR-PL-SIS-043(A)-003 | 2022-01-25 | ADISH-P-PO-GE-043(A) | SISICO | SISICO | DDP Site | 3 |  | 1 | Main Item | - | SA-IG-SUP-CL-2 | CLAMP 2 , CS-Galv. | 136 | PAIR
118 | SACR-PL-SIS-043(A)-003 | 2022-01-25 | ADISH-P-PO-GE-043(A) | SISICO | SISICO | DDP Site | 3 |  | 1 | Main Item | - | SA-IG-SUP-CL-2.1/2 | CLAMP 2 1/2 , CS-Galv. | 27 | PAIR
119 | SACR-PL-SIS-043(A)-003 | 2022-01-25 | ADISH-P-PO-GE-043(A) | SISICO | SISICO | DDP Site | 3 |  | 1 | Main Item | - | SA-IG-SUP-CL-3 | CLAMP 3 , CS-Galv. | 6 | PAIR
120 | SACR-PL-SIS-043(A)-003 | 2022-01-25 | ADISH-P-PO-GE-043(A) | SISICO | SISICO | DDP Site | 3 |  | 1 | Main Item | - | SA-IG-SUP-EB-M10x100 | EXPANSION BOLT M10*100 WITH NUT AND WASHER , CS-Galv. | 1454 | Pcs
121 | SACR-PL-SIS-043(A)-003 | 2022-01-25 | ADISH-P-PO-GE-043(A) | SISICO | SISICO | DDP Site | 3 |  | 1 | Main Item | - | SA-IG-SUP-HB-M10x30 | HEX BOLT M10*30 WITH NUT AND WAHSER , CS-Galv. , 8.8 | 386 | Pcs
122 | SACR-PL-SIS-043(A)-003 | 2022-01-25 | ADISH-P-PO-GE-043(A) | SISICO | SISICO | DDP Site | 3 |  | 1 | Main Item | - | SA-IG-SUP-HB-M10x70 | HEX BOLT M10*70 WITH NUT AND WASHER , CS-Galv. , 8.8 | 752 | Pcs
123 | SACR-PL-SIS-043(A)-003 | 2022-01-25 | ADISH-P-PO-GE-043(A) | SISICO | SISICO | DDP Site | 3 |  | 1 | Main Item | - | SA-IG-SUP-HB-M10x25 | HEX BOLT M10*25 WITH UG NUT , CS-Galv. , 8.8 | 752 | Pcs
201 | SACR-PL-SIS-043(A)-004 | 2022-02-27 | ADISH-P-PO-GE-043(A) | SISICO | SISICO | DDP Site | 4 |  | 1 | Main Item | - | SA-IG-PI-C-1" | CAP ,1" , 3000 , CS-Galv. , THD | 2 | Piece
202 | SACR-PL-SIS-043(A)-004 | 2022-02-27 | ADISH-P-PO-GE-043(A) | SISICO | SISICO | DDP Site | 4 |  | 1 | Main Item | - | SA-IG-PI-HN-1"x1" | COUP , 3000LB GALVANIZED C.S HEX NIPPLE , ASTM A105 GR.B , 1"x1" | 2 | Piece
203 | SACR-PL-SIS-043(A)-004 | 2022-02-27 | ADISH-P-PO-GE-043(A) | SISICO | SISICO | DDP Site | 4 |  | 1 | Main Item | - | SA-IG-PI-HN-1"x1/4" | COUP , 3000LB GALVANIZED C.S HEX NIPPLE , ASTM A105 GR.B , 1"x1/4" | 6 | PCS
204 | SACR-PL-SIS-043(A)-004 | 2022-02-27 | ADISH-P-PO-GE-043(A) | SISICO | SISICO | DDP Site | 4 |  | 1 | Main Item | - | SA-IG-PI-E9-1" | ELBO , 90 DEGREE 3000LB GALVANIZE C.S THREADED ELBOW , ASTM A105 GR.B , 1" | 11 | PCS
205 | SACR-PL-SIS-043(A)-004 | 2022-02-27 | ADISH-P-PO-GE-043(A) | SISICO | SISICO | DDP Site | 4 |  | 1 | Main Item | - | SA-IG-PI-E9-1.1/4" | ELBO , 90 DEGREE 3000LB GALVANIZE C.S THREADED ELBOW , ASTM A105 GR.B , 1.1/4" | 6 | PCS
206 | SACR-PL-SIS-043(A)-004 | 2022-02-27 | ADISH-P-PO-GE-043(A) | SISICO | SISICO | DDP Site | 4 |  | 1 | Main Item | - | SA-IG-PI-E9-1.1/2" | ELBO , 90 DEGREE 3000LB GALVANIZE C.S THREADED ELBOW , ASTM A105 GR.B , 1.1/2" | 10 | PCS
207 | SACR-PL-SIS-043(A)-004 | 2022-02-27 | ADISH-P-PO-GE-043(A) | SISICO | SISICO | DDP Site | 4 |  | 1 | Main Item | - | SA-IG-PI-E9-2" | ELBO , 90 DEGREE 3000LB GALVANIZE C.S THREADED ELBOW , ASTM A105 GR.B , 2" | 9 | PCS
208 | SACR-PL-SIS-043(A)-004 | 2022-02-27 | ADISH-P-PO-GE-043(A) | SISICO | SISICO | DDP Site | 4 |  | 1 | Main Item | - | SA-IG-PI-E9-2.1/2" | ELBO , 90 DEGREE 3000LB GALVANIZE C.S THREADED ELBOW , ASTM A105 GR.B , 2.1/2" | 6 | PCS
209 | SACR-PL-SIS-043(A)-004 | 2022-02-27 | ADISH-P-PO-GE-043(A) | SISICO | SISICO | DDP Site | 4 |  | 1 | Main Item | - | SA-IG-PI-E9-4" | ELBO , 90 DEGREE 3000LB GALVANIZE C.S THREADED ELBOW , ASTM A105 GR.B , 4" | 12 | PCS
210 | SACR-PL-SIS-043(A)-004 | 2022-02-27 | ADISH-P-PO-GE-043(A) | SISICO | SISICO | DDP Site | 4 |  | 1 | Main Item | - | SA-IG-PI-TE-1" | TEE , 3000LB STRAIGHT GALVANIZED C.S THREADED TEE , ASTM A105 GR.B , 1" | 18 | PCS
211 | SACR-PL-SIS-043(A)-004 | 2022-02-27 | ADISH-P-PO-GE-043(A) | SISICO | SISICO | DDP Site | 4 |  | 1 | Main Item | - | SA-IG-PI-TE-1.1/2" | TEE , 3000LB STRAIGHT GALVANIZED C.S THREADED TEE , ASTM A105 GR.B , 1.1/2" | 20 | PCS
212 | SACR-PL-SIS-043(A)-004 | 2022-02-27 | ADISH-P-PO-GE-043(A) | SISICO | SISICO | DDP Site | 4 |  | 1 | Main Item | - | SA-IG-PI-TE-2" | TEE , 3000LB STRAIGHT GALVANIZED C.S THREADED TEE , ASTM A105 GR.B , 2" | 28 | PCS
213 | SACR-PL-SIS-043(A)-004 | 2022-02-27 | ADISH-P-PO-GE-043(A) | SISICO | SISICO | DDP Site | 4 |  | 1 | Main Item | - | SA-IG-PI-TE-2.1/2" | TEE , 3000LB STRAIGHT GALVANIZED C.S THREADED TEE , ASTM A105 GR.B , 2.1/2" | 10 | PCS
214 | SACR-PL-SIS-043(A)-004 | 2022-02-27 | ADISH-P-PO-GE-043(A) | SISICO | SISICO | DDP Site | 4 |  | 1 | Main Item | - | SA-IG-PI-TE-3" | TEE , 3000LB STRAIGHT GALVANIZED C.S THREADED TEE , ASTM A105 GR.B , 3" | 4 | PCS
215 | SACR-PL-SIS-043(A)-004 | 2022-02-27 | ADISH-P-PO-GE-043(A) | SISICO | SISICO | DDP Site | 4 |  | 1 | Main Item | - | SA-IG-PI-TE-4" | TEE , 3000LB STRAIGHT GALVANIZED C.S THREADED TEE , ASTM A105 GR.B , 4" | 12 | Piece
216 | SACR-PL-SIS-043(A)-004 | 2022-02-27 | ADISH-P-PO-GE-043(A) | SISICO | SISICO | DDP Site | 4 |  | 1 | Main Item | - | SA-IG-PI-FC-1.1/4" | UNIO , 3000LB GALVANIZED C.S FULL COUPLING , ASTM A105 GR.B , 1.1/4" | 11 | Piece
217 | SACR-PL-SIS-043(A)-004 | 2022-02-27 | ADISH-P-PO-GE-043(A) | SISICO | SISICO | DDP Site | 4 |  | 1 | Main Item | - | SA-IG-PI-FC-1.1/2" | UNIO , 3000LB GALVANIZED C.S FULL COUPLING , ASTM A105 GR.B , 1.1/2" | 5 | Piece
218 | SACR-PL-SIS-043(A)-004 | 2022-02-27 | ADISH-P-PO-GE-043(A) | SISICO | SISICO | DDP Site | 4 |  | 1 | Main Item | - | SA-IG-PI-FC-2" | UNIO , 3000LB GALVANIZED C.S FULL COUPLING , ASTM A105 GR.B , 2" | 10 | Piece
219 | SACR-PL-SIS-043(A)-004 | 2022-02-27 | ADISH-P-PO-GE-043(A) | SISICO | SISICO | DDP Site | 4 |  | 1 | Main Item | - | SA-IG-PI-FC-2.1/2" | UNIO , 3000LB GALVANIZED C.S FULL COUPLING , ASTM A105 GR.B , 2.1/2" | 2 | PCS
220 | SACR-PL-SIS-043(A)-004 | 2022-02-27 | ADISH-P-PO-GE-043(A) | SISICO | SISICO | DDP Site | 4 |  | 1 | Main Item | - | SA-IG-PI-FC-4" | UNIO , 3000LB GALVANIZED C.S FULL COUPLING , ASTM A105 GR.B , 4" | 12 | Piece
221 | SACR-PL-SIS-043(A)-004 | 2022-02-27 | ADISH-P-PO-GE-043(A) | SISICO | SISICO | DDP Site | 4 |  | 1 | Main Item | - | SA-IG-PI-UN-3" | UNIO , 3000LB GALVANIZED C.S THREADED MSS-SP-83 UNION , ASTM A105 GR.B , 3" | 2 | PCS
222 | SACR-PL-SIS-043(A)-004 | 2022-02-27 | ADISH-P-PO-GE-043(A) | SISICO | SISICO | DDP Site | 4 |  | 1 | Main Item | - | SA-IG-PI-HN-1.1/4"x1/4" | COUP , 3000LB GALVANIZED C.S HEX NIPPLE , ASTM A105 GR.B , 1.1/4"x1/4" | 1 | PCS
223 | SACR-PL-SIS-043(A)-004 | 2022-02-27 | ADISH-P-PO-GE-043(A) | SISICO | SISICO | DDP Site | 4 |  | 1 | Main Item | - | SA-IG-PI-HN-2.1/2"x1" | COUP , 3000LB GALVANIZED C.S HEX NIPPLE , ASTM A105 GR.B , 2.1/2"x1" | 1 | PCS
224 | SACR-PL-SIS-043(A)-004 | 2022-02-27 | ADISH-P-PO-GE-043(A) | SISICO | SISICO | DDP Site | 4 |  | 1 | Main Item | - | SA-IG-PI-E9-3/4" | ELBO , 90 DEGREE 3000LB GALVANIZE C.S THREADED ELBOW , ASTM A105 GR.B , 3/4" | 4 | PCS
225 | SACR-PL-SIS-043(A)-004 | 2022-02-27 | ADISH-P-PO-GE-043(A) | SISICO | SISICO | DDP Site | 4 |  | 1 | Main Item | - | SA-IG-PI-UN-1" | UNIO , 3000LB GALVANIZED C.S THREADED MSS-SP-83 UNION , ASTM A105 GR.B , 1" | 5 | PCS
226 | SACR-PL-SIS-043(A)-004 | 2022-02-27 | ADISH-P-PO-GE-043(A) | SISICO | SISICO | DDP Site | 4 |  | 1 | Main Item | - | SA-IG-PI-UN-1.1/4" | UNIO , 3000LB GALVANIZED C.S THREADED MSS-SP-83 UNION , ASTM A105 GR.B , 1.1/4" | 1 | PCS
227 | SACR-PL-SIS-043(A)-004 | 2022-02-27 | ADISH-P-PO-GE-043(A) | SISICO | SISICO | DDP Site | 4 |  | 1 | Main Item | - | SA-IG-PI-UN-1.1/2" | UNIO , 3000LB GALVANIZED C.S THREADED MSS-SP-83 UNION , ASTM A105 GR.B , 1.1/2" | 2 | PCS
228 | SACR-PL-SIS-043(A)-004 | 2022-02-27 | ADISH-P-PO-GE-043(A) | SISICO | SISICO | DDP Site | 4 |  | 1 | Main Item | - | SA-IG-PI-UN-2" | UNIO , 3000LB GALVANIZED C.S THREADED MSS-SP-83 UNION , ASTM A105 GR.B , 2" | 1 | PCS
229 | SACR-PL-SIS-043(A)-004 | 2022-02-27 | ADISH-P-PO-GE-043(A) | SISICO | SISICO | DDP Site | 4 |  | 1 | Main Item | - | SA-IG-PI-UN-2.1/2" | UNIO , 3000LB GALVANIZED C.S THREADED MSS-SP-83 UNION , ASTM A105 GR.B , 2.1/2" | 2 | PCS
230 | SACR-PL-SIS-043(A)-004 | 2022-02-27 | ADISH-P-PO-GE-043(A) | SISICO | SISICO | DDP Site | 4 |  | 1 | Main Item | - | SA-IG-PI-TE-1.1/4" | TEE , 3000LB STRAIGHT GALVANIZED C.S THREADED TEE , ASTM A105 GR.B , 1.1/4" | 2 | PCS
231 | SACR-PL-SIS-043(A)-005 | 2022-03-08 | ADISH-P-PO-GE-043(A) | SISICO | SISICO | DDP Site | 5 |  | 1 | Sub Item | SA-IG-MI-CB-45 | 55B140D45U2SC | BANK OF 45 CYL IN DOUBLE ROW F 4,94 ft³. (140L) at 2900 psi(200 bar) IG-55, INERT-SIEXCT Constant Flow Technology MODL 56M140UFXX UL LISTED | 1 | Set | 1
232 | SACR-PL-SIS-043(A)-005 | 2022-03-08 | ADISH-P-PO-GE-043(A) | SISICO | SISICO | DDP Site | 5 |  | 1 | Sub Item | SA-IG-MI-CB-44 | 55B140D44U2SC | BANK OF 44 CYL IN DOUBLE ROW F 4,94 ft³. (140L) at 2900 psi(200 bar) IG-55, INERT-SIEXCT Constant Flow Technology MODL 56M140UFXX UL LISTED | 1 | Set | 1
233 | SACR-PL-SIS-043(A)-005 | 2022-03-08 | ADISH-P-PO-GE-043(A) | SISICO | SISICO | DDP Site | 5 |  | 1 | Sub Item | SA-IG-MI-LPS-NO-250UF | POPRENA250UF3 | RDLow pressure switch, NO, mode POPRENA250, UL/FM approved, nrmally opened, it closes with ressure. INCLUDES HEXAGONAL ADPTER ADRD UL/FM APPROVED FOR RS-MAM-RD9/11 VALVE FILLING POR TO CONNECT PRESSURE SWITCH. | 91 | Piece | 1
234 | SACR-PL-SIS-043(A)-005 | 2022-03-08 | ADISH-P-PO-GE-043(A) | SISICO | SISICO | DDP Site | 5 |  | 1 | Sub Item | SA-IG-MI-CB-15 | LADH11UF500 | FLEXIBLE ACTIVATION HOSE OF 1,69 IN. (500 MM.) MODEL DH-11 L/FM APPROVED | 2 | Piece | 1
235 | SACR-PL-SIS-043(A)-005 | 2022-03-08 | ADISH-P-PO-GE-043(A) | SISICO | SISICO | DDP Site | 5 |  | 1 | Sub Item | SA-IG-MI-BLV-1/4 | POVV8UF | BLEED VALVE OF 1/4" MODEL POV8 UL/FM APPROVED | 3 | Piece | 1
236 | SACR-PL-SIS-043(A)-005 | 2022-03-08 | ADISH-P-PO-GE-043(A) | SISICO | SISICO | DDP Site | 5 |  | 1 | Sub Item | SA-IG-MI-CB-45 | POHELS | SIDE BRACKET FOR STANDALONE FOOR FASTENING. | 16 | Set | 1
237 | SACR-PL-SIS-043(A)-005 | 2022-03-08 | ADISH-P-PO-GE-043(A) | SISICO | SISICO | DDP Site | 5 |  | 1 | Sub Item | SA-IG-MI-CB-15 | POVALAN10SVU | CHECK VALVE 1/4" TO DIRECT TH FLOW FROM SELECTOR VALVES BETEEN CILINDERS OF BATTERY.UL/F approved. | 3 | Piece | 1
238 | SACR-PL-SIS-043(A)-005 | 2022-03-08 | ADISH-P-PO-GE-043(A) | SISICO | SISICO | DDP Site | 5 |  | 1 | Sub Item | SA-IG-MI-CB-45 | POA8CUUF | ADAPTOR 1/4''BSP to COPPER TUE. UL/FM APPROVED | 4 | Piece | 1
239 | SACR-PL-SIS-043(A)-005 | 2022-03-08 | ADISH-P-PO-GE-043(A) | SISICO | SISICO | DDP Site | 5 |  | 1 | Sub Item | SA-IG-MI-CB-45 | POAD10MMUF | Union adaptor M-M model POAD1MMUF, UL/FM approved | 1 | Piece | 1
240 | SACR-PL-SIS-043(A)-005 | 2022-03-08 | ADISH-P-PO-GE-043(A) | SISICO | SISICO | DDP Site | 5 |  | 1 | Sub Item | SA-IG-MI-CB-45 | POVALAN10UF | Check valve in-line 1/4" stailess steel model VALAN-WFR8, U/FM Approved | 2 | Piece | 1
241 | SACR-PL-SIS-043(A)-005 | 2022-03-08 | ADISH-P-PO-GE-043(A) | SISICO | SISICO | DDP Site | 5 |  | 1 | Sub Item | SA-IG-MI-CB-45 | 227TEUF | "T" MALE 1/4"G MODEL SIEX UL/M APPROVED | 3 | Piece | 1
242 | SACR-PL-SIS-043(A)-005 | 2022-03-08 | ADISH-P-PO-GE-043(A) | SISICO | SISICO | DDP Site | 5 |  | 1 | Sub Item | SA-IG-MI-PC-150 | P6UF150S | NITROGEN (N2) PILOT CYLINDER F 0,24 ft³ (6,7 L) AT 1175 psi(150 bar) SIEXMODEL 100M6UFXX UL/FM APPROVED | 4 | Piece | 1
243 | SACR-PL-SIS-043(A)-005 | 2022-03-08 | ADISH-P-PO-GE-043(A) | SISICO | SISICO | DDP Site | 5 |  | 1 | Sub Item | SA-IG-MI-CB-45 | POPRENA250UF1 | LOW PRESSURE SWITCH NORMALLY PEN (NO) RANGE 1450-3625 PSI (00-250 BAR) MODEL POPRENA250 U/FM APPROVED | 4 | Piece | 1
244 | SACR-PL-SIS-043(A)-005 | 2022-03-08 | ADISH-P-PO-GE-043(A) | SISICO | SISICO | DDP Site | 5 |  | 1 | Sub Item | SA-IG-MI-REA-24 | SOLCAMDNCUF | REARMABLE ELECTRIC ACTUATOR HAD 24VCC-DC MODEL 227SOLC WHATINCLUDES MONITORING AND CONTRO HEAD MODEL 227AMDC . UL/FM APROVED | 4 | Piece | 1
245 | SACR-PL-SIS-043(A)-005 | 2022-03-08 | ADISH-P-PO-GE-043(A) | SISICO | SISICO | DDP Site | 5 |  | 1 | Sub Item | SA-IG-MI-CB-45 | 227DMSUF | MANUAL ACTUATOR HEAD MODEL 22 DMS. UL/FM APPROVED. | 4 | Piece | 1
246 | SACR-PL-SIS-043(A)-005 | 2022-03-08 | ADISH-P-PO-GE-043(A) | SISICO | SISICO | DDP Site | 5 |  | 1 | Sub Item | SA-IG-MI-CB-45 | HE6,7UF | FIXING BRACKET 6,7 L CYLINDER UL/FM | 4 | Piece | 1
247 | SACR-PL-SIS-043(A)-005 | 2022-03-08 | ADISH-P-PO-GE-043(A) | SISICO | SISICO | DDP Site | 5 |  | 1 | Sub Item | SA-IG-MI-CB-45 | POA218UF | ADAPTOR W21,7 to 1/4" BSP. ULFM Approved | 4 | Piece | 1
248 | SACR-PL-SIS-043(A)-005 | 2022-03-08 | ADISH-P-PO-GE-043(A) | SISICO | SISICO | DDP Site | 5 |  | 1 | Sub Item | SA-IG-MI-CB-45 | LADH11UF500 | FLEXIBLE ACTIVATION HOSE OF 1,69 IN. (500 MM.) MODEL DH-11 L/FM APPROVED | 4 | Piece | 1
249 | SACR-PL-SIS-043(A)-005 | 2022-03-08 | ADISH-P-PO-GE-043(A) | SISICO | SISICO | DDP Site | 5 |  | 1 | Sub Item | SA-IG-MI-PDI-2L | CRETIRNI6/30UF | PNEUMATIC DELAY INDIRECT OF 2 EQUIPPED WITH RGS-MAM-4 VALVEFOR PILOT CYLINDER OF 6,7 LTS DELAY 30 S) UL/FM APPROVAL | 4 | Piece | 1
250 | SACR-PL-SIS-043(A)-005 | 2022-03-08 | ADISH-P-PO-GE-043(A) | SISICO | SISICO | DDP Site | 5 |  | 1 | Sub Item | SA-IG-MI-CB-45 | ...... | Adaptors 1/2" to 1/4 | 8 | Piece | 1
251 | SACR-PL-SIS-043(A)-005 | 2022-03-08 | ADISH-P-PO-GE-043(A) | SISICO | SISICO | DDP Site | 5 |  | 1 | Sub Item | SA-IG-MI-CB-45 | HE2,7UF | FIXING BRACKET MODEL HE2,7 FO 2L CYLINDERS. UL/FM | 4 | Piece | 1
252 | SACR-PL-SIS-043(A)-005 | 2022-03-08 | ADISH-P-PO-GE-043(A) | SISICO | SISICO | DDP Site | 5 |  | 1 | Sub Item | SA-IG-MI-CB-45 | LADH11UF500 | FLEXIBLE ACTIVATION HOSE OF 1,69 IN. (500 MM.) MODEL DH-11 L/FM APPROVED | 4 | Piece | 1
253 | SACR-PL-SIS-043(A)-005 | 2022-03-08 | ADISH-P-PO-GE-043(A) | SISICO | SISICO | DDP Site | 5 |  | 1 | Sub Item | SA-IG-MI-PC-95 | P0,08U95SC | Nitrogen pilot cylinder of 0,8 L at 1377 psi (95 bar) Siex ystemsmodel 101M0,08UFX-X ULFM approved. | 4 | Piece | 1
254 | SACR-PL-SIS-043(A)-005 | 2022-03-08 | ADISH-P-PO-GE-043(A) | SISICO | SISICO | DDP Site | 5 |  | 1 | Sub Item | SA-IG-MI-LPS-NO-150UF | POPRENA150UF | LOW PRESSURE SWITCH NORMALLY PEN (NO) RANGE 725-2175 PSI (5-150 BAR) MODEL POPRENA150 UL/M APPROVED | 4 | Piece | 1
255 | SACR-PL-SIS-043(A)-005 | 2022-03-08 | ADISH-P-PO-GE-043(A) | SISICO | SISICO | DDP Site | 5 |  | 1 | Sub Item | SA-IG-MI-PA-227CN | 227CNCOUF | PNEUMATIC ACTUATOR HEAD MODEL227CN + 1/4" G ELBOW UL/FM APPOVED | 4 | Piece | 1
256 | SACR-PL-SIS-043(A)-005 | 2022-03-08 | ADISH-P-PO-GE-043(A) | SISICO | SISICO | DDP Site | 5 |  | 1 | Sub Item | SA-IG-MI-CB-45 | HE008UF | FIXING BRACKET MODEL HE008 FO 0,08 LITRES CYLINDERS. UL/FM | 4 | Piece | 1
257 | SACR-PL-SIS-043(A)-005 | 2022-03-08 | ADISH-P-PO-GE-043(A) | SISICO | SISICO | DDP Site | 5 |  | 1 | Sub Item | SA-IG-MI-CB-45 | LADH11UF500 | FLEXIBLE ACTIVATION HOSE OF 1,69 IN. (500 MM.) MODEL DH-11 L/FM APPROVED | 4 | Piece | 1
258 | SACR-PL-SIS-043(A)-005 | 2022-03-08 | ADISH-P-PO-GE-043(A) | SISICO | SISICO | DDP Site | 5 |  | 1 | Sub Item | SA-IG-MI-CB-45 | POAD10MMUF | Union adaptor M-M model POAD1MMUF, UL/FM approved | 4 | Piece | 1
259 | SACR-PL-SIS-043(A)-005 | 2022-03-08 | ADISH-P-PO-GE-043(A) | SISICO | SISICO | DDP Site | 5 |  | 1 | Sub Item | SA-IG-MI-PC-200 | P2U200SC | NITROGEN (N2) PILOT CYLINDER F 0,07 ft³ (2 L) AT 2900 psi (00 bar) SIEXWITH CONSTANT FLW AND PRESURE VALVE MODEL 101MUX-X UL LISTED | 4 | Piece | 1
260 | SACR-PL-SIS-043(A)-005 | 2022-03-08 | ADISH-P-PO-GE-043(A) | SISICO | SISICO | DDP Site | 5 |  | 1 | Sub Item | SA-IG-MI-CB-45 | POPRENA250UF3 | RDLow pressure switch, NO, mode POPRENA250, UL/FM approved, nrmally opened, it closes with ressure. INCLUDES HEXAGONAL ADPTER ADRD UL/FM APPROVED FOR RS-MAM-RD9/11 VALVE FILLING POR TO CONNECT PRESSURE SWITCH. | 4 | Piece | 1
261 | SACR-PL-SIS-043(A)-005 | 2022-03-08 | ADISH-P-PO-GE-043(A) | SISICO | SISICO | DDP Site | 5 |  | 1 | Sub Item | SA-IG-MI-CB-45 | HE2,7UF | FIXING BRACKET MODEL HE2,7 FO 2L CYLINDERS. UL/FM | 4 | Piece | 1
262 | SACR-PL-SIS-043(A)-005 | 2022-03-08 | ADISH-P-PO-GE-043(A) | SISICO | SISICO | DDP Site | 5 |  | 1 | Sub Item | SA-IG-MI-CB-45 | POA21CUUF | W21,7 to copper tube adaptor.UL/FM approved | 4 | Piece | 1
263 | SACR-PL-SIS-043(A)-005 | 2022-03-08 | ADISH-P-PO-GE-043(A) | SISICO | SISICO | DDP Site | 5 |  | 1 | Sub Item | SA-IG-MI-SVM-4 | POCOLV100-4 | SELECTOR VALVE MANIFOLD 4" DIMETER, 4 INLETS. | 1 | Piece | 1
264 | SACR-PL-SIS-043(A)-005 | 2022-03-08 | ADISH-P-PO-GE-043(A) | SISICO | SISICO | DDP Site | 5 |  | 1 | Sub Item | SA-IG-MI-MAF-110UF | VREC110UF | Manifold pressure relief valv, model VREC (110), UL/FM apprved | 1 | Piece | 1
265 | SACR-PL-SIS-043(A)-005 | 2022-03-08 | ADISH-P-PO-GE-043(A) | SISICO | SISICO | DDP Site | 5 |  | 1 | Sub Item | SA-IG-MI-CB-45 | POVD100UF | 4'' SELECTOR VALVE MODEL SVD10. APROBADO UL/FM. | 2 | Piece | 1
266 | SACR-PL-SIS-043(A)-005 | 2022-03-08 | ADISH-P-PO-GE-043(A) | SISICO | SISICO | DDP Site | 5 |  | 1 | Sub Item | SA-IG-MI-CB-45 | POVD65UF | 2-1/2'' SELECTOR VALVE MODEL VD65. APROBADO UL/FM. | 1 | Piece | 1
267 | SACR-PL-SIS-043(A)-005 | 2022-03-08 | ADISH-P-PO-GE-043(A) | SISICO | SISICO | DDP Site | 5 |  | 1 | Sub Item | SA-IG-MI-CB-45 | POVD40SHUF | 1-1/2'' SELECTOR VALVE MODEL VD40SH. UL/FM APPROVED. | 1 | Piece | 1
268 | SACR-PL-SIS-043(A)-005 | 2022-03-08 | ADISH-P-PO-GE-043(A) | SISICO | SISICO | DDP Site | 5 |  | 1 | Sub Item | SA-IG-MI-CB-45 | SVA100UF | 4'' BLOCKING VALVE MODEL SVA10. UL/FM APPROVED. | 2 | Piece | 1
269 | SACR-PL-SIS-043(A)-005 | 2022-03-08 | ADISH-P-PO-GE-043(A) | SISICO | SISICO | DDP Site | 5 |  | 1 | Sub Item | SA-IG-MI-BV-2.1/2 | SVA65UF | 2-1/2'' BLOCKING VALVE MODEL VA65. UL/FM APPROVED. | 1 | Piece | 1
270 | SACR-PL-SIS-043(A)-005 | 2022-03-08 | ADISH-P-PO-GE-043(A) | SISICO | SISICO | DDP Site | 5 |  | 1 | Sub Item | SA-IG-MI-BV-1.1/2 | SVA40SHUF | 1-1/2'' BLOCKING VALVE MODEL VA40SH. . UL/FM APPROVED. | 1 | Piece | 1
271 | SACR-PL-SIS-043(A)-005 | 2022-03-08 | ADISH-P-PO-GE-043(A) | SISICO | SISICO | DDP Site | 5 |  | 1 | Sub Item | SA-IG-MI-CB-45 | SVAFCUF | End of line for blocking valvs, with two contacts N/C and NA to send an electrical signalto the fire control station ULFM Approved | 4 | Piece | 1
272 | SACR-PL-SIS-043(A)-005 | 2022-03-08 | ADISH-P-PO-GE-043(A) | SISICO | SISICO | DDP Site | 5 |  | 1 | Sub Item | SA-IG-MI-PS-POINPRE66LUF | POINPRE66LUF | Pressure switch, 1/4", model OINPRE 6-6L, UL/FM approved | 4 | Piece | 1
273 | SACR-PL-SIS-043(A)-005 | 2022-03-08 | ADISH-P-PO-GE-043(A) | SISICO | SISICO | DDP Site | 5 |  | 1 | Sub Item | SA-IG-MI-CB-45 | POLATCUUF | Copper hose 6x4 mm. UL/FM Appoved | 40 | Set | 1
274 | SACR-PL-SIS-043(A)-005 | 2022-03-08 | ADISH-P-PO-GE-043(A) | SISICO | SISICO | DDP Site | 5 |  | 1 | Sub Item | SA-IG-MI-PSE-0.8 | CSIRNUF | PENUMATIC SIREN 0,8mm APPROVE UL/FM | 4 | Piece | 1
275 | SACR-PL-SIS-043(A)-005 | 2022-03-08 | ADISH-P-PO-GE-043(A) | SISICO | SISICO | DDP Site | 5 |  | 1 | Sub Item | SA-IG-MI-CB-45 | POAD10MMUF | Union adaptor M-M model POAD1MMUF, UL/FM approved | 4 | Piece | 1
276 | SACR-PL-SIS-043(A)-005 | 2022-03-08 | ADISH-P-PO-GE-043(A) | SISICO | SISICO | DDP Site | 5 |  | 1 | Sub Item | SA-IG-MI-No-360-1-10 | FEDR25UF | RADIAL NOZZLE 360º DE 1" MODE FEDR25 UL/FM APPROVED | 18 | Set | 1
277 | SACR-PL-SIS-043(A)-005 | 2022-03-08 | ADISH-P-PO-GE-043(A) | SISICO | SISICO | DDP Site | 5 |  | 1 | Sub Item | SA-IG-MI-CB-45 | POPC25UF | PLATE CALIBRATE 1" MODEL POPC5 CALIBRATED TO MM UL/FM APPROED | 18 | Set | 1
278 | SACR-PL-SIS-043(A)-005 | 2022-03-08 | ADISH-P-PO-GE-043(A) | SISICO | SISICO | DDP Site | 5 |  | 1 | Sub Item | SA-IG-MI-CB-45 | FEDR25UF | RADIAL NOZZLE 360º DE 1" MODE FEDR25 UL/FM APPROVED | 3 | Set | 1
279 | SACR-PL-SIS-043(A)-005 | 2022-03-08 | ADISH-P-PO-GE-043(A) | SISICO | SISICO | DDP Site | 5 |  | 1 | Sub Item | SA-IG-MI-CB-45 | POPC25UF | PLATE CALIBRATE 1" MODEL POPC5 CALIBRATED TO MM UL/FM APPROED | 3 | Piece | 1
280 | SACR-PL-SIS-043(A)-005 | 2022-03-08 | ADISH-P-PO-GE-043(A) | SISICO | SISICO | DDP Site | 5 |  | 1 | Sub Item | SA-IG-MI-No-360-1.1/4-14 | FEDR32UF | RADIAL NOZZLE 360º DE 1 1/4" ODEL FEDR32 UL/FM APPROVED | 16 | Set | 1
281 | SACR-PL-SIS-043(A)-005 | 2022-03-08 | ADISH-P-PO-GE-043(A) | SISICO | SISICO | DDP Site | 5 |  | 1 | Sub Item | SA-IG-MI-CB-45 | POPC32UF | PLATE CALIBRATE 1 1/4" MODEL OPC32 CALIBRATED TO MM UL/FM APROVED | 16 | Set | 1
282 | SACR-PL-SIS-043(A)-005 | 2022-03-08 | ADISH-P-PO-GE-043(A) | SISICO | SISICO | DDP Site | 5 |  | 1 | Sub Item | SA-IG-MI-No-360-2-26 | FEDR50UF | RADIAL NOZZLE 360º DE 2" MODE FEDR50 UL/FM APPROVED | 15 | Set | 1
283 | SACR-PL-SIS-043(A)-005 | 2022-03-08 | ADISH-P-PO-GE-043(A) | SISICO | SISICO | DDP Site | 5 |  | 1 | Sub Item | SA-IG-MI-CB-45 | POPC50UF | PLATE CALIBRATE 2" MODEL POPC0 CALIBRATED TO MM UL/FM APPROED | 15 | Set | 1
284 | SACR-PL-SIS-043(A)-005 | 2022-03-08 | ADISH-P-PO-GE-043(A) | SISICO | SISICO | DDP Site | 5 |  | 1 | Sub Item | SA-IG-MI-CB-45 | SE55 | SET OF PRINTED SAFETY SIGNS FR AN IG-55 PROTECTED AREA | 4 | Piece | 1
285 | SACR-PL-SIS-043(A)-005 | 2022-03-08 | ADISH-P-PO-GE-043(A) | SISICO | SISICO | DDP Site | 5 |  | 1 | Sub Item | SA-IG-MI-CB-16 | 55B140D16U2SC | BANK OF 16 CYL IN DOUBLE ROW F 4,94 ft³. (140L) at 2900 psi(200 bar) IG-55, INERT-SIEXCT Constant Flow Technology MODL 56M140UFXX UL LISTED | 1 | Piece | 1
286 | SACR-PL-SIS-043(A)-005 | 2022-03-08 | ADISH-P-PO-GE-043(A) | SISICO | SISICO | DDP Site | 5 |  | 1 | Sub Item | SA-IG-MI-CB-15 | 55B140D15U2SC | BANK OF 15 CYL IN DOUBLE ROW F 4,94 ft³. (140L) at 2900 psi(200 bar) IG-55, INERT-SIEXCT Constant Flow Technology MODL 56M140UFXX UL LISTED | 1 | Piece | 1
287 | SACR-PL-SIS-043(A)-005 | 2022-03-08 | ADISH-P-PO-GE-043(A) | SISICO | SISICO | DDP Site | 5 |  | 1 | Sub Item | SA-IG-MI-CB-15 | POPRENA250UF3 | RDLow pressure switch, NO, mode POPRENA250, UL/FM approved, nrmally opened, it closes with ressure. INCLUDES HEXAGONAL ADPTER ADRD UL/FM APPROVED FOR RS-MAM-RD9/11 VALVE FILLING POR TO CONNECT PRESSURE SWITCH. | 31 | Set | 1
288 | SACR-PL-SIS-043(A)-005 | 2022-03-08 | ADISH-P-PO-GE-043(A) | SISICO | SISICO | DDP Site | 5 |  | 1 | Sub Item | SA-IG-MI-BLV-1/4 | POVV8UF | BLEED VALVE OF 1/4" MODEL POV8 UL/FM APPROVED | 1 | Piece | 1
289 | SACR-PL-SIS-043(A)-005 | 2022-03-08 | ADISH-P-PO-GE-043(A) | SISICO | SISICO | DDP Site | 5 |  | 1 | Sub Item | SA-IG-MI-CB-15 | POHELS | SIDE BRACKET FOR STANDALONE FOOR FASTENING. | 8 | Piece | 1
290 | SACR-PL-SIS-043(A)-005 | 2022-03-08 | ADISH-P-PO-GE-043(A) | SISICO | SISICO | DDP Site | 5 |  | 1 | Sub Item | SA-IG-MI-CB-15 | POVALAN10SVU | CHECK VALVE 1/4" TO DIRECT TH FLOW FROM SELECTOR VALVES BETEEN CILINDERS OF BATTERY.UL/F approved. | 3 | Piece | 1
291 | SACR-PL-SIS-043(A)-005 | 2022-03-08 | ADISH-P-PO-GE-043(A) | SISICO | SISICO | DDP Site | 5 |  | 1 | Sub Item | SA-IG-MI-CB-15 | POA8CUUF | ADAPTOR 1/4''BSP to COPPER TUE. UL/FM APPROVED | 3 | Piece | 1
292 | SACR-PL-SIS-043(A)-005 | 2022-03-08 | ADISH-P-PO-GE-043(A) | SISICO | SISICO | DDP Site | 5 |  | 1 | Sub Item | SA-IG-MI-PC-150 | P6UF150S | NITROGEN (N2) PILOT CYLINDER F 0,24 ft³ (6,7 L) AT 1175 psi(150 bar) SIEXMODEL 100M6UFXX UL/FM APPROVED | 4 | Piece | 1
293 | SACR-PL-SIS-043(A)-005 | 2022-03-08 | ADISH-P-PO-GE-043(A) | SISICO | SISICO | DDP Site | 5 |  | 1 | Sub Item | SA-IG-MI-LPS-NO-250UFRD-1 | POPRENA250UF1 | LOW PRESSURE SWITCH NORMALLY PEN (NO) RANGE 1450-3625 PSI (00-250 BAR) MODEL POPRENA250 U/FM APPROVED | 4 | Piece | 1
294 | SACR-PL-SIS-043(A)-005 | 2022-03-08 | ADISH-P-PO-GE-043(A) | SISICO | SISICO | DDP Site | 5 |  | 1 | Sub Item | SA-IG-MI-REA-24 | SOLCAMDNCUF | REARMABLE ELECTRIC ACTUATOR HAD 24VCC-DC MODEL 227SOLC WHATINCLUDES MONITORING AND CONTRO HEAD MODEL 227AMDC . UL/FM APROVED | 4 | Piece | 1
295 | SACR-PL-SIS-043(A)-005 | 2022-03-08 | ADISH-P-PO-GE-043(A) | SISICO | SISICO | DDP Site | 5 |  | 1 | Sub Item | SA-IG-MI-CB-15 | 227DMSUF | MANUAL ACTUATOR HEAD MODEL 22 DMS. UL/FM APPROVED. | 4 | Piece | 1
296 | SACR-PL-SIS-043(A)-005 | 2022-03-08 | ADISH-P-PO-GE-043(A) | SISICO | SISICO | DDP Site | 5 |  | 1 | Sub Item | SA-IG-MI-CB-15 | HE6,7UF | FIXING BRACKET 6,7 L CYLINDER UL/FM | 4 | Piece | 1
297 | SACR-PL-SIS-043(A)-005 | 2022-03-08 | ADISH-P-PO-GE-043(A) | SISICO | SISICO | DDP Site | 5 |  | 1 | Sub Item | SA-IG-MI-CB-15 | POA218UF | ADAPTOR W21,7 to 1/4" BSP. ULFM Approved | 4 | Piece | 1
298 | SACR-PL-SIS-043(A)-005 | 2022-03-08 | ADISH-P-PO-GE-043(A) | SISICO | SISICO | DDP Site | 5 |  | 1 | Sub Item | SA-IG-MI-CB-15 | LADH11UF500 | FLEXIBLE ACTIVATION HOSE OF 1,69 IN. (500 MM.) MODEL DH-11 L/FM APPROVED | 4 | Piece | 1
299 | SACR-PL-SIS-043(A)-005 | 2022-03-08 | ADISH-P-PO-GE-043(A) | SISICO | SISICO | DDP Site | 5 |  | 1 | Sub Item | SA-IG-MI-PDI-2L | CRETIRNI6/30UF | PNEUMATIC DELAY INDIRECT OF 2 EQUIPPED WITH RGS-MAM-4 VALVEFOR PILOT CYLINDER OF 6,7 LTS DELAY 30 S) UL/FM APPROVAL | 4 | Piece | 1
300 | SACR-PL-SIS-043(A)-005 | 2022-03-08 | ADISH-P-PO-GE-043(A) | SISICO | SISICO | DDP Site | 5 |  | 1 | Sub Item | SA-IG-MI-CB-15 | ........ | Adaptors 1/2" to 1/4" | 8 | Piece | 1
301 | SACR-PL-SIS-043(A)-005 | 2022-03-08 | ADISH-P-PO-GE-043(A) | SISICO | SISICO | DDP Site | 5 |  | 1 | Sub Item | SA-IG-MI-CB-15 | HE2,7UF | FIXING BRACKET MODEL HE2,7 FO 2L CYLINDERS. UL/FM | 4 | Piece | 1
302 | SACR-PL-SIS-043(A)-005 | 2022-03-08 | ADISH-P-PO-GE-043(A) | SISICO | SISICO | DDP Site | 5 |  | 1 | Sub Item | SA-IG-MI-CB-15 | LADH11UF500 | FLEXIBLE ACTIVATION HOSE OF 1,69 IN. (500 MM.) MODEL DH-11 L/FM APPROVED | 4 | Piece | 1
303 | SACR-PL-SIS-043(A)-005 | 2022-03-08 | ADISH-P-PO-GE-043(A) | SISICO | SISICO | DDP Site | 5 |  | 1 | Sub Item | SA-IG-MI-PC-95 | P0,08UF95RC | Nitrogen pilot cylinder of 0,8 L at 1377 psi (95 bar) RG Sytemsmodel 101M0,08UFX-X UL/F approved. | 4 | Piece | 1
304 | SACR-PL-SIS-043(A)-005 | 2022-03-08 | ADISH-P-PO-GE-043(A) | SISICO | SISICO | DDP Site | 5 |  | 1 | Sub Item | SA-IG-MI-LPS-NO-150UF | POPRENA150UF | LOW PRESSURE SWITCH NORMALLY PEN (NO) RANGE 725-2175 PSI (5-150 BAR) MODEL POPRENA150 UL/M APPROVED | 4 | Piece | 1
305 | SACR-PL-SIS-043(A)-005 | 2022-03-08 | ADISH-P-PO-GE-043(A) | SISICO | SISICO | DDP Site | 5 |  | 1 | Sub Item | SA-IG-MI-PA-227CN | 227CNCOUF | PNEUMATIC ACTUATOR HEAD MODEL227CN + 1/4" G ELBOW UL/FM APPOVED | 4 | Piece | 1
306 | SACR-PL-SIS-043(A)-005 | 2022-03-08 | ADISH-P-PO-GE-043(A) | SISICO | SISICO | DDP Site | 5 |  | 1 | Sub Item | SA-IG-MI-CB-15 | HE008UF | FIXING BRACKET MODEL HE008 FO 0,08 LITRES CYLINDERS. UL/FM | 4 | Piece | 1
307 | SACR-PL-SIS-043(A)-005 | 2022-03-08 | ADISH-P-PO-GE-043(A) | SISICO | SISICO | DDP Site | 5 |  | 1 | Sub Item | SA-IG-MI-BV-1 | SVA25SHUF | 1'' BLOCKING VALVE MODEL SVA2SH. . UL/FM APPROVED. | 1 | Piece | 1
308 | SACR-PL-SIS-043(A)-005 | 2022-03-08 | ADISH-P-PO-GE-043(A) | SISICO | SISICO | DDP Site | 5 |  | 1 | Sub Item | SA-IG-MI-CB-15 | SVAFCUF | End of line for blocking valvs, with two contacts N/C and NA to send an electrical signalto the fire control station ULFM Approved | 4 | Piece | 1
309 | SACR-PL-SIS-043(A)-005 | 2022-03-08 | ADISH-P-PO-GE-043(A) | SISICO | SISICO | DDP Site | 5 |  | 1 | Sub Item | SA-IG-MI-PS-POINPRE66LUF | POINPRE66LUF | Pressure switch, 1/4", model OINPRE 6-6L, UL/FM approved | 4 | Piece | 1
310 | SACR-PL-SIS-043(A)-005 | 2022-03-08 | ADISH-P-PO-GE-043(A) | SISICO | SISICO | DDP Site | 5 |  | 1 | Sub Item | SA-IG-MI-CB-15 | POLATCUUF | Copper hose 6x4 mm. UL/FM Appoved | 40 | Set | 1
311 | SACR-PL-SIS-043(A)-005 | 2022-03-08 | ADISH-P-PO-GE-043(A) | SISICO | SISICO | DDP Site | 5 |  | 1 | Sub Item | SA-IG-MI-CB-15 | POAD10MMUF | Union adaptor M-M model POAD1MMUF, UL/FM approved | 4 | Piece | 1
312 | SACR-PL-SIS-043(A)-005 | 2022-03-08 | ADISH-P-PO-GE-043(A) | SISICO | SISICO | DDP Site | 5 |  | 1 | Sub Item | SA-IG-MI-No-360-1-10 | FEDR20UF | RADIAL NOZZLE 360º DE 3/4" MOEL FEDR20 UL/FM APPROVED | 16 | Set | 1
313 | SACR-PL-SIS-043(A)-005 | 2022-03-08 | ADISH-P-PO-GE-043(A) | SISICO | SISICO | DDP Site | 5 |  | 1 | Sub Item | SA-IG-MI-CB-15 | POPC20UF | PLATE CALIBRATE 3/4" MODEL POC20 CALIBRATED TO MM UL/FM APPOVED | 16 | Set | 1
314 | SACR-PL-SIS-043(A)-005 | 2022-03-08 | ADISH-P-PO-GE-043(A) | SISICO | SISICO | DDP Site | 5 |  | 1 | Sub Item | SA-IG-MI-No-360-1-10 | FEDR20UF | RADIAL NOZZLE 360º DE 3/4" MOEL FEDR20 UL/FM APPROVED | 2 | Piece | 1
315 | SACR-PL-SIS-043(A)-005 | 2022-03-08 | ADISH-P-PO-GE-043(A) | SISICO | SISICO | DDP Site | 5 |  | 1 | Sub Item | SA-IG-MI-CB-15 | POPC20UF | PLATE CALIBRATE 3/4" MODEL POC20 CALIBRATED TO MM UL/FM APPOVED | 2 | Piece | 1
316 | SACR-PL-SIS-043(A)-005 | 2022-03-08 | ADISH-P-PO-GE-043(A) | SISICO | SISICO | DDP Site | 5 |  | 1 | Sub Item | SA-IG-MI-CB-15 | FEDR25UF | RADIAL NOZZLE 360º DE 1" MODE FEDR25 UL/FM APPROVED | 10 | Set | 1
317 | SACR-PL-SIS-043(A)-005 | 2022-03-08 | ADISH-P-PO-GE-043(A) | SISICO | SISICO | DDP Site | 5 |  | 1 | Sub Item | SA-IG-MI-CB-15 | POPC25UF | PLATE CALIBRATE 1" MODEL POPC5 CALIBRATED TO MM UL/FM APPROED | 10 | Set | 1
318 | SACR-PL-SIS-043(A)-005 | 2022-03-08 | ADISH-P-PO-GE-043(A) | SISICO | SISICO | DDP Site | 5 |  | 1 | Sub Item | SA-IG-MI-CB-15 | FEDR32UF | RADIAL NOZZLE 360º DE 1 1/4" ODEL FEDR32 UL/FM APPROVED | 8 | Piece | 1
319 | SACR-PL-SIS-043(A)-005 | 2022-03-08 | ADISH-P-PO-GE-043(A) | SISICO | SISICO | DDP Site | 5 |  | 1 | Sub Item | SA-IG-MI-CB-15 | POPC32UF | PLATE CALIBRATE 1 1/4" MODEL OPC32 CALIBRATED TO MM UL/FM APROVED | 8 | Piece | 1
320 | SACR-PL-SIS-043(A)-005 | 2022-03-08 | ADISH-P-PO-GE-043(A) | SISICO | SISICO | DDP Site | 5 |  | 1 | Sub Item | SA-IG-MI-CB-15 | SE55 | SET OF PRINTED SAFETY SIGNS FR AN IG-55 PROTECTED AREA | 4 | Piece | 1
321 | SACR-PL-SIS-043(A)-005 | 2022-03-08 | ADISH-P-PO-GE-043(A) | SISICO | SISICO | DDP Site | 5 |  | 1 | Sub Item | SA-IG-MI-CB-27 | 55B140D27U2SC | BANK OF 27 CYL IN DOUBLE ROW F 4,94 ft³. (140L) at 2900 psi(200 bar) IG-55, INERT-SIEXCT Constant Flow Technology MODL 56M140UFXX UL LISTED | 1 | Piece | 1
322 | SACR-PL-SIS-043(A)-005 | 2022-03-08 | ADISH-P-PO-GE-043(A) | SISICO | SISICO | DDP Site | 5 |  | 1 | Sub Item | SA-IG-MI-LPS-NO-250UFRD-1 | POPRENA250UF2 | Low pressure switch, NO, mode POPRENA250, UL/FM approved, nrmally opened, it closes with ressure. INCLUDES HEXAGONAL ADPTER ADRD UL/FM APPROVED FOR RS-MAM-RD9/11 VALVE FILLING POR TO CONNECT PRESSURE SWITCH. | 27 | Set | 1
323 | SACR-PL-SIS-043(A)-005 | 2022-03-08 | ADISH-P-PO-GE-043(A) | SISICO | SISICO | DDP Site | 5 |  | 1 | Sub Item | SA-IG-MI-BLV-1/4 | POVV8UF | BLEED VALVE OF 1/4" MODEL POV8 UL/FM APPROVED | 1 | Piece | 1
324 | SACR-PL-SIS-043(A)-005 | 2022-03-08 | ADISH-P-PO-GE-043(A) | SISICO | SISICO | DDP Site | 5 |  | 1 | Sub Item | SA-IG-MI-CB-27 | POHELS | SIDE BRACKET FOR STANDALONE FOOR FASTENING. | 6 | Piece | 1
325 | SACR-PL-SIS-043(A)-005 | 2022-03-08 | ADISH-P-PO-GE-043(A) | SISICO | SISICO | DDP Site | 5 |  | 1 | Sub Item | SA-IG-MI-CB-27 | POA8CUUF | ADAPTOR 1/4''BSP to COPPER TUE. UL/FM APPROVED | 1 | Piece | 1
326 | SACR-PL-SIS-043(A)-005 | 2022-03-08 | ADISH-P-PO-GE-043(A) | SISICO | SISICO | DDP Site | 5 |  | 1 | Sub Item | SA-IG-MI-CB-27 | POVALAN10SVU | CHECK VALVE 1/4" TO DIRECT TH FLOW FROM SELECTOR VALVES BETEEN CILINDERS OF BATTERY.UL/F approved. | 2 | Piece | 1
327 | SACR-PL-SIS-043(A)-005 | 2022-03-08 | ADISH-P-PO-GE-043(A) | SISICO | SISICO | DDP Site | 5 |  | 1 | Sub Item | SA-IG-MI-PC-150 | P6UF150S | NITROGEN (N2) PILOT CYLINDER F 0,24 ft³ (6,7 L) AT 1175 psi(150 bar) SIEXMODEL 100M6UFXX UL/FM APPROVED | 3 | Piece | 1
328 | SACR-PL-SIS-043(A)-005 | 2022-03-08 | ADISH-P-PO-GE-043(A) | SISICO | SISICO | DDP Site | 5 |  | 1 | Sub Item | SA-IG-MI-CB-27 | POPRENA250UF1 | LOW PRESSURE SWITCH NORMALLY PEN (NO) RANGE 1450-3625 PSI (00-250 BAR) MODEL POPRENA250 U/FM APPROVED | 3 | Piece | 1
329 | SACR-PL-SIS-043(A)-005 | 2022-03-08 | ADISH-P-PO-GE-043(A) | SISICO | SISICO | DDP Site | 5 |  | 1 | Sub Item | SA-IG-MI-REA-24 | SOLCAMDNCUF | REARMABLE ELECTRIC ACTUATOR HAD 24VCC-DC MODEL 227SOLC WHATINCLUDES MONITORING AND CONTRO HEAD MODEL 227AMDC . UL/FM APROVED | 3 | Piece | 1
330 | SACR-PL-SIS-043(A)-005 | 2022-03-08 | ADISH-P-PO-GE-043(A) | SISICO | SISICO | DDP Site | 5 |  | 1 | Sub Item | SA-IG-MI-CB-27 | 227DMSUF | MANUAL ACTUATOR HEAD MODEL 22 DMS. UL/FM APPROVED. | 3 | Piece | 1
331 | SACR-PL-SIS-043(A)-005 | 2022-03-08 | ADISH-P-PO-GE-043(A) | SISICO | SISICO | DDP Site | 5 |  | 1 | Sub Item | SA-IG-MI-CB-27 | HE6,7UF | FIXING BRACKET 6,7 L CYLINDER UL/FM | 3 | Piece | 1
332 | SACR-PL-SIS-043(A)-005 | 2022-03-08 | ADISH-P-PO-GE-043(A) | SISICO | SISICO | DDP Site | 5 |  | 1 | Sub Item | SA-IG-MI-CB-27 | POA218UF | ADAPTOR W21,7 to 1/4" BSP. ULFM Approved | 3 | Piece | 1
333 | SACR-PL-SIS-043(A)-005 | 2022-03-08 | ADISH-P-PO-GE-043(A) | SISICO | SISICO | DDP Site | 5 |  | 1 | Sub Item | SA-IG-MI-CB-27 | LADH11UF500 | FLEXIBLE ACTIVATION HOSE OF 1,69 IN. (500 MM.) MODEL DH-11 L/FM APPROVED | 3 | Piece | 1
334 | SACR-PL-SIS-043(A)-005 | 2022-03-08 | ADISH-P-PO-GE-043(A) | SISICO | SISICO | DDP Site | 5 |  | 1 | Sub Item | SA-IG-MI-PDI-2L | CRETIRNI6/30UF | PNEUMATIC DELAY INDIRECT OF 2 EQUIPPED WITH RGS-MAM-4 VALVEFOR PILOT CYLINDER OF 6,7 LTS DELAY 30 S) UL/FM APPROVAL | 3 | Piece | 1
335 | SACR-PL-SIS-043(A)-005 | 2022-03-08 | ADISH-P-PO-GE-043(A) | SISICO | SISICO | DDP Site | 5 |  | 1 | Sub Item | SA-IG-MI-CB-27 | ........ | Adaptors 1/2" to 1/4" | 6 | Piece | 1
336 | SACR-PL-SIS-043(A)-005 | 2022-03-08 | ADISH-P-PO-GE-043(A) | SISICO | SISICO | DDP Site | 5 |  | 1 | Sub Item | SA-IG-MI-CB-27 | HE2,7UF | FIXING BRACKET MODEL HE2,7 FO 2L CYLINDERS. UL/FM | 3 | Piece | 1
337 | SACR-PL-SIS-043(A)-005 | 2022-03-08 | ADISH-P-PO-GE-043(A) | SISICO | SISICO | DDP Site | 5 |  | 1 | Sub Item | SA-IG-MI-CB-27 | LADH11UF500 | FLEXIBLE ACTIVATION HOSE OF 1,69 IN. (500 MM.) MODEL DH-11 L/FM APPROVED | 3 | Piece | 1
338 | SACR-PL-SIS-043(A)-005 | 2022-03-08 | ADISH-P-PO-GE-043(A) | SISICO | SISICO | DDP Site | 5 |  | 1 | Sub Item | SA-IG-MI-PC-95 | P0,08U95SC | Nitrogen pilot cylinder of 0,8 L at 1377 psi (95 bar) Siex ystemsmodel 101M0,08UFX-X ULFM approved. | 3 | Piece | 1
339 | SACR-PL-SIS-043(A)-005 | 2022-03-08 | ADISH-P-PO-GE-043(A) | SISICO | SISICO | DDP Site | 5 |  | 1 | Sub Item | SA-IG-MI-LPS-NO-150UF | POPRENA150UF | LOW PRESSURE SWITCH NORMALLY PEN (NO) RANGE 725-2175 PSI (5-150 BAR) MODEL POPRENA150 UL/M APPROVED | 3 | Piece | 1
340 | SACR-PL-SIS-043(A)-005 | 2022-03-08 | ADISH-P-PO-GE-043(A) | SISICO | SISICO | DDP Site | 5 |  | 1 | Sub Item | SA-IG-MI-CB-27 | 227CNCOUF | PNEUMATIC ACTUATOR HEAD MODEL227CN + 1/4" G ELBOW UL/FM APPOVED | 3 | Piece | 1
341 | SACR-PL-SIS-043(A)-005 | 2022-03-08 | ADISH-P-PO-GE-043(A) | SISICO | SISICO | DDP Site | 5 |  | 1 | Sub Item | SA-IG-MI-CB-27 | HE008UF | FIXING BRACKET MODEL HE008 FO 0,08 LITRES CYLINDERS. UL/FM | 3 | Piece | 1
342 | SACR-PL-SIS-043(A)-005 | 2022-03-08 | ADISH-P-PO-GE-043(A) | SISICO | SISICO | DDP Site | 5 |  | 1 | Sub Item | SA-IG-MI-CB-27 | LADH11UF500 | FLEXIBLE ACTIVATION HOSE OF 1,69 IN. (500 MM.) MODEL DH-11 L/FM APPROVED | 3 | Piece | 1
343 | SACR-PL-SIS-043(A)-005 | 2022-03-08 | ADISH-P-PO-GE-043(A) | SISICO | SISICO | DDP Site | 5 |  | 1 | Sub Item | SA-IG-MI-CB-27 | POAD10MMUF | Union adaptor M-M model POAD1MMUF, UL/FM approved | 3 | Piece | 1
344 | SACR-PL-SIS-043(A)-005 | 2022-03-08 | ADISH-P-PO-GE-043(A) | SISICO | SISICO | DDP Site | 5 |  | 1 | Sub Item | SA-IG-MI-PC-200 | P2U200SC | NITROGEN (N2) PILOT CYLINDER F 0,07 ft³ (2 L) AT 2900 psi (00 bar) SIEXWITH CONSTANT FLW AND PRESURE VALVE MODEL 101MUX-X UL LISTED | 3 | Piece | 1
345 | SACR-PL-SIS-043(A)-005 | 2022-03-08 | ADISH-P-PO-GE-043(A) | SISICO | SISICO | DDP Site | 5 |  | 1 | Sub Item | SA-IG-MI-LPS-NO-250UFRD-1 | POPRENA250UF3 | RDLow pressure switch, NO, mode POPRENA250, UL/FM approved, nrmally opened, it closes with ressure. INCLUDES HEXAGONAL ADPTER ADRD UL/FM APPROVED FOR RS-MAM-RD9/11 VALVE FILLING POR TO CONNECT PRESSURE SWITCH. | 3 | Piece | 1
346 | SACR-PL-SIS-043(A)-005 | 2022-03-08 | ADISH-P-PO-GE-043(A) | SISICO | SISICO | DDP Site | 5 |  | 1 | Sub Item | SA-IG-MI-CB-27 | HE2,7UF | FIXING BRACKET MODEL HE2,7 FO 2L CYLINDERS. UL/FM | 3 | Piece | 1
347 | SACR-PL-SIS-043(A)-005 | 2022-03-08 | ADISH-P-PO-GE-043(A) | SISICO | SISICO | DDP Site | 5 |  | 1 | Sub Item | SA-IG-MI-CB-27 | POA21CUUF | W21,7 to copper tube adaptor.UL/FM approved | 3 | Piece | 1
348 | SACR-PL-SIS-043(A)-005 | 2022-03-08 | ADISH-P-PO-GE-043(A) | SISICO | SISICO | DDP Site | 5 |  | 1 | Sub Item | SA-IG-MI-SV-1.1/2 | POCOLV65-3 | SELECTOR VALVE MANIFOLD 2-1/2 DIAMETER, 3 INLETS. | 1 | Piece | 1
349 | SACR-PL-SIS-043(A)-005 | 2022-03-08 | ADISH-P-PO-GE-043(A) | SISICO | SISICO | DDP Site | 5 |  | 1 | Sub Item | SA-IG-MI-MAF-110UF | VREC110UF | Manifold pressure relief valv, model VREC (110), UL/FM apprved | 1 | Piece | 1
350 | SACR-PL-SIS-043(A)-005 | 2022-03-08 | ADISH-P-PO-GE-043(A) | SISICO | SISICO | DDP Site | 5 |  | 1 | Sub Item | SA-IG-MI-CB-27 | POVD65UF | 2-1/2'' SELECTOR VALVE MODEL VD65. APROBADO UL/FM. | 1 | Piece | 1
351 | SACR-PL-SIS-043(A)-005 | 2022-03-08 | ADISH-P-PO-GE-043(A) | SISICO | SISICO | DDP Site | 5 |  | 1 | Sub Item | SA-IG-MI-CB-27 | POVD50SHUF | 2'' SELECTOR VALVE MODEL SVD5SH. UL/FM APPROVED. | 1 | Piece | 1
352 | SACR-PL-SIS-043(A)-005 | 2022-03-08 | ADISH-P-PO-GE-043(A) | SISICO | SISICO | DDP Site | 5 |  | 1 | Sub Item | SA-IG-MI-SV-1.1/4 | POVD32SHUF | 1-1/4'' SELECTOR VALVE MODEL VD32SH. UL/FM APPROVED. | 1 | Piece | 1
353 | SACR-PL-SIS-043(A)-005 | 2022-03-08 | ADISH-P-PO-GE-043(A) | SISICO | SISICO | DDP Site | 5 |  | 1 | Sub Item | SA-IG-MI-BV-1.1/2 | SVA65UF | 2-1/2'' BLOCKING VALVE MODEL VA65. UL/FM APPROVED. | 1 | Piece | 1
354 | SACR-PL-SIS-043(A)-005 | 2022-03-08 | ADISH-P-PO-GE-043(A) | SISICO | SISICO | DDP Site | 5 |  | 1 | Sub Item | SA-IG-MI-CB-27 | SVA50SHUF | 2'' BLOCKING VALVE MODEL SVA5SH. . UL/FM APPROVED. | 1 | Piece | 1
355 | SACR-PL-SIS-043(A)-005 | 2022-03-08 | ADISH-P-PO-GE-043(A) | SISICO | SISICO | DDP Site | 5 |  | 1 | Sub Item | SA-IG-MI-BV-1.1/4 | SVA32SHUF | 1-1/4'' BLOCKING VALVE MODEL VA32SH. . UL/FM APPROVED. | 1 | Piece | 1
356 | SACR-PL-SIS-043(A)-005 | 2022-03-08 | ADISH-P-PO-GE-043(A) | SISICO | SISICO | DDP Site | 5 |  | 1 | Sub Item | SA-IG-MI-CB-27 | SVAFCUF | End of line for blocking valvs, with two contacts N/C and NA to send an electrical signalto the fire control station ULFM Approved | 3 | Piece | 1
357 | SACR-PL-SIS-043(A)-005 | 2022-03-08 | ADISH-P-PO-GE-043(A) | SISICO | SISICO | DDP Site | 5 |  | 1 | Sub Item | SA-IG-MI-PS-POINPRE66LUF | POINPRE66LUF | Pressure switch, 1/4", model OINPRE 6-6L, UL/FM approved | 3 | Piece | 1
358 | SACR-PL-SIS-043(A)-005 | 2022-03-08 | ADISH-P-PO-GE-043(A) | SISICO | SISICO | DDP Site | 5 |  | 1 | Sub Item | SA-IG-MI-CB-27 | POLATCUUF | Copper hose 6x4 mm. UL/FM Appoved | 30 | Set | 1
359 | SACR-PL-SIS-043(A)-005 | 2022-03-08 | ADISH-P-PO-GE-043(A) | SISICO | SISICO | DDP Site | 5 |  | 1 | Sub Item | SA-IG-MI-PSE-0.8 | CSIRNUF | PENUMATIC SIREN 0,8mm APPROVE UL/FM | 3 | Piece | 1
360 | SACR-PL-SIS-043(A)-005 | 2022-03-08 | ADISH-P-PO-GE-043(A) | SISICO | SISICO | DDP Site | 5 |  | 1 | Sub Item | SA-IG-MI-CB-27 | POAD10MMUF | Union adaptor M-M model POAD1MMUF, UL/FM approved | 3 | Piece | 1
361 | SACR-PL-SIS-043(A)-005 | 2022-03-08 | ADISH-P-PO-GE-043(A) | SISICO | SISICO | DDP Site | 5 |  | 1 | Sub Item | SA-IG-MI-CB-27 | FEDR25UF | RADIAL NOZZLE 360º DE 1" MODE FEDR25 UL/FM APPROVED | 8 | Piece | 1
362 | SACR-PL-SIS-043(A)-005 | 2022-03-08 | ADISH-P-PO-GE-043(A) | SISICO | SISICO | DDP Site | 5 |  | 1 | Sub Item | SA-IG-MI-CB-27 | POPC25UF | PLATE CALIBRATE 1" MODEL POPC5 CALIBRATED TO MM UL/FM APPROED | 8 | Piece | 1
363 | SACR-PL-SIS-043(A)-005 | 2022-03-08 | ADISH-P-PO-GE-043(A) | SISICO | SISICO | DDP Site | 5 |  | 1 | Sub Item | SA-IG-MI-CB-27 | FEDR20UF | RADIAL NOZZLE 360º DE 3/4" MOEL FEDR20 UL/FM APPROVED | 10 | Set | 1
364 | SACR-PL-SIS-043(A)-005 | 2022-03-08 | ADISH-P-PO-GE-043(A) | SISICO | SISICO | DDP Site | 5 |  | 1 | Sub Item | SA-IG-MI-CB-27 | POPC20UF | PLATE CALIBRATE 3/4" MODEL POC20 CALIBRATED TO MM UL/FM APPOVED | 10 | Set | 1
365 | SACR-PL-SIS-043(A)-005 | 2022-03-08 | ADISH-P-PO-GE-043(A) | SISICO | SISICO | DDP Site | 5 |  | 1 | Sub Item | SA-IG-MI-CB-27 | FEDR20UF | RADIAL NOZZLE 360º DE 3/4" MOEL FEDR20 UL/FM APPROVED | 6 | Piece | 1
366 | SACR-PL-SIS-043(A)-005 | 2022-03-08 | ADISH-P-PO-GE-043(A) | SISICO | SISICO | DDP Site | 5 |  | 1 | Sub Item | SA-IG-MI-CB-27 | POPC20UF | PLATE CALIBRATE 3/4" MODEL POC20 CALIBRATED TO MM UL/FM APPOVED | 6 | Piece | 1
367 | SACR-PL-SIS-043(A)-005 | 2022-03-08 | ADISH-P-PO-GE-043(A) | SISICO | SISICO | DDP Site | 5 |  | 1 | Sub Item | SA-IG-MI-CB-27 | FEDR15UF | RADIAL NOZZLE 360º DE 1/2" MOEL FEDR15 UL/FM APPROVED | 8 | Piece | 1
368 | SACR-PL-SIS-043(A)-005 | 2022-03-08 | ADISH-P-PO-GE-043(A) | SISICO | SISICO | DDP Site | 5 |  | 1 | Sub Item | SA-IG-MI-CB-27 | POPC15UF | PLATE CALIBRATE 1/2" MODEL POC15 CALIBRATED TO MM UL/FM APPOVED | 8 | Piece | 1
369 | SACR-PL-SIS-043(A)-005 | 2022-03-08 | ADISH-P-PO-GE-043(A) | SISICO | SISICO | DDP Site | 5 |  | 1 | Sub Item | SA-IG-MI-CB-27 | FEDR20UF | RADIAL NOZZLE 360º DE 3/4" MOEL FEDR20 UL/FM APPROVED | 2 | Piece | 1
370 | SACR-PL-SIS-043(A)-005 | 2022-03-08 | ADISH-P-PO-GE-043(A) | SISICO | SISICO | DDP Site | 5 |  | 1 | Sub Item | SA-IG-MI-CB-27 | POPC20UF | PLATE CALIBRATE 3/4" MODEL POC20 CALIBRATED TO MM UL/FM APPOVED | 2 | Piece | 1
371 | SACR-PL-SIS-043(A)-005 | 2022-03-08 | ADISH-P-PO-GE-043(A) | SISICO | SISICO | DDP Site | 5 |  | 1 | Sub Item | SA-IG-MI-CB-27 | SE55 | SET OF PRINTED SAFETY SIGNS FR AN IG-55 PROTECTED AREA | 3 | Piece | 1
372 | SACR-PL-SIS-043(A)-005 | 2022-03-08 | ADISH-P-PO-GE-043(A) | SISICO | SISICO | DDP Site | 5 |  | 1 | Sub Item | SA-IG-MI-CB-27 | LADH11UF500 | FLEXIBLE ACTIVATION HOSE OF 1,69 IN. (500 MM.) MODEL DH-11 L/FM APPROVED | 4 | Piece | 1
373 | SACR-PL-SIS-043(A)-005 | 2022-03-08 | ADISH-P-PO-GE-043(A) | SISICO | SISICO | DDP Site | 5 |  | 1 | Sub Item | SA-IG-MI-CB-27 | POA8CUUF | ADAPTOR 1/4''BSP to COPPER TUE. UL/FM APPROVED | 5 | Piece | 1
374 | SACR-PL-SIS-043(A)-005 | 2022-03-08 | ADISH-P-PO-GE-043(A) | SISICO | SISICO | DDP Site | 5 |  | 1 | Sub Item | SA-IG-MI-CB-27 | POA218UF | ADAPTOR W21,7 to 1/4" BSP. ULFM Approved | 2 | Piece | 1
375 | SACR-PL-SIS-043(A)-005 | 2022-03-08 | ADISH-P-PO-GE-043(A) | SISICO | SISICO | DDP Site | 5 |  | 1 | Sub Item | SA-IG-MI-CB-27 | 227TEUF | "T" MALE 1/4"G MODEL SIEX UL/M APPROVED | 3 | Piece | 1
376 | SACR-PL-SIS-043(A)-005 | 2022-03-08 | ADISH-P-PO-GE-043(A) | SISICO | SISICO | DDP Site | 5 |  | 1 | Sub Item | SA-IG-MI-CB-27 | POAD10MMUF | Union adaptor M-M model POAD1MMUF, UL/FM approved | 5 | Piece | 1
377 | SACR-PL-SIS-043(A)-005 | 2022-03-08 | ADISH-P-PO-GE-043(A) | SISICO | SISICO | DDP Site | 5 |  | 1 | Sub Item | SA-IG-MI-CB-27 | POVALAN10UF | Check valve in-line 1/4" stailess steel model VALAN-WFR8, U/FM Approved | 2 | Piece | 1
378 | SACR-PL-SIS-043(A)-005 | 2022-03-08 | ADISH-P-PO-GE-043(A) | SISICO | SISICO | DDP Site | 5 |  | 1 | Sub Item | SA-IG-MI-CB-27 | LADH11UF500 | FLEXIBLE ACTIVATION HOSE OF 1,69 IN. (500 MM.) MODEL DH-11 L/FM APPROVED | 2 | Piece | 1
379 | SACR-PL-SIS-043(A)-005 | 2022-03-08 | ADISH-P-PO-GE-043(A) | SISICO | SISICO | DDP Site | 5 |  | 1 | Sub Item | SA-IG-MI-CB-27 | LDDH15UF850 | FLEXIBLE DISCHARGE HOSE OF 3346 IN. (850 MM.) MODEL DH-15 U/FM APPROVED | 2 | Piece | 1
380 | SACR-PL-SIS-043(A)-005 | 2022-03-08 | ADISH-P-PO-GE-043(A) | SISICO | SISICO | DDP Site | 5 |  | 1 | Sub Item | SA-IG-MI-CB-27 | UF40I55-P200 | GAUGE UL/FM IG-55 200BAR | 1 | Piece | 1
381 | SACR-PL-SIS-043(A)-005 | 2022-03-08 | ADISH-P-PO-GE-043(A) | SISICO | SISICO | DDP Site | 5 |  | 1 | Sub Item | SA-IG-MI-LPS-NO-250UFRD-1 | POPRENA250UF3 | RDLow pressure switch, NO, mode POPRENA250, UL/FM approved, nrmally opened, it closes with ressure. INCLUDES HEXAGONAL ADPTER ADRD UL/FM APPROVED FOR RS-MAM-RD9/11 VALVE FILLING POR TO CONNECT PRESSURE SWITCH. | 2 | Piece | 1
382 | SACR-PL-SIS-043(A)-005 | 2022-03-08 | ADISH-P-PO-GE-043(A) | SISICO | SISICO | DDP Site | 5 |  | 1 | Sub Item | SA-IG-MI-CB-16 | LADH11UF500 | FLEXIBLE ACTIVATION HOSE OF 1,69 IN. (500 MM.) MODEL DH-11 L/FM APPROVED | 4 | Piece | 1
383 | SACR-PL-SIS-043(A)-005 | 2022-03-08 | ADISH-P-PO-GE-043(A) | SISICO | SISICO | DDP Site | 5 |  | 1 | Sub Item | SA-IG-MI-CB-16 | POAD10MMUF | Union adaptor M-M model POAD1MMUF, UL/FM approved | 4 | Piece | 1
384 | SACR-PL-SIS-043(A)-005 | 2022-03-08 | ADISH-P-PO-GE-043(A) | SISICO | SISICO | DDP Site | 5 |  | 1 | Sub Item | SA-IG-MI-CB-16 | P2UF200RC | NITROGEN (N2) PILOT CYLINDER F 0,07 ft³ (2 L) AT 2900 psi (00 bar) RG SYSTEMSWITH CONSTNT FLOW AND PRESURE VALVE MODE 101M2UFX-X UL/FM APPROVED | 4 | Piece | 1
385 | SACR-PL-SIS-043(A)-005 | 2022-03-08 | ADISH-P-PO-GE-043(A) | SISICO | SISICO | DDP Site | 5 |  | 1 | Sub Item | SA-IG-MI-CB-16 | POPRENA250UF3 | RDLow pressure switch, NO, mode POPRENA250, UL/FM approved, nrmally opened, it closes with ressure. INCLUDES HEXAGONAL ADPTER ADRD UL/FM APPROVED FOR RS-MAM-RD9/11 VALVE FILLING POR TO CONNECT PRESSURE SWITCH. | 4 | Piece | 1
386 | SACR-PL-SIS-043(A)-005 | 2022-03-08 | ADISH-P-PO-GE-043(A) | SISICO | SISICO | DDP Site | 5 |  | 1 | Sub Item | SA-IG-MI-CB-16 | HE2,7UF | FIXING BRACKET MODEL HE2,7 FO 2L CYLINDERS. UL/FM | 4 | Piece | 1
387 | SACR-PL-SIS-043(A)-005 | 2022-03-08 | ADISH-P-PO-GE-043(A) | SISICO | SISICO | DDP Site | 5 |  | 1 | Sub Item | SA-IG-MI-CB-16 | POA21CUUF | W21,7 to copper tube adaptor.UL/FM approved | 4 | Piece | 1
388 | SACR-PL-SIS-043(A)-005 | 2022-03-08 | ADISH-P-PO-GE-043(A) | SISICO | SISICO | DDP Site | 5 |  | 1 | Sub Item | SA-IG-MI-CB-16 | POCOLV65-4 | SELECTOR VALVE MANIFOLD 2-1/2 DIAMETER, 4 INLETS. | 1 | Piece | 1
389 | SACR-PL-SIS-043(A)-005 | 2022-03-08 | ADISH-P-PO-GE-043(A) | SISICO | SISICO | DDP Site | 5 |  | 1 | Sub Item | SA-IG-MI-CB-16 | VREC110UF | Manifold pressure relief valv, model VREC (110), UL/FM apprved | 1 | Piece | 1
390 | SACR-PL-SIS-043(A)-005 | 2022-03-08 | ADISH-P-PO-GE-043(A) | SISICO | SISICO | DDP Site | 5 |  | 1 | Sub Item | SA-IG-MI-CB-16 | POVD65UF | 2-1/2'' SELECTOR VALVE MODEL VD65. APROBADO UL/FM. | 2 | Piece | 1
391 | SACR-PL-SIS-043(A)-005 | 2022-03-08 | ADISH-P-PO-GE-043(A) | SISICO | SISICO | DDP Site | 5 |  | 1 | Sub Item | SA-IG-MI-CB-16 | POVD50SHUF | 2'' SELECTOR VALVE MODEL SVD5SH. UL/FM APPROVED. | 1 | Piece | 1
392 | SACR-PL-SIS-043(A)-005 | 2022-03-08 | ADISH-P-PO-GE-043(A) | SISICO | SISICO | DDP Site | 5 |  | 1 | Sub Item | SA-IG-MI-CB-16 | POVD25SHUF | 1'' SELECTOR VALVE MODEL SVD2SH. UL/FM APPROVED. | 1 | Piece | 1
393 | SACR-PL-SIS-043(A)-005 | 2022-03-08 | ADISH-P-PO-GE-043(A) | SISICO | SISICO | DDP Site | 5 |  | 1 | Sub Item | SA-IG-MI-CB-16 | SVA65UF | 2-1/2'' BLOCKING VALVE MODEL VA65. UL/FM APPROVED. | 2 | Piece | 1
394 | SACR-PL-SIS-043(A)-005 | 2022-03-08 | ADISH-P-PO-GE-043(A) | SISICO | SISICO | DDP Site | 5 |  | 1 | Sub Item | SA-IG-MI-CB-16 | SVA50SHUF | 2'' BLOCKING VALVE MODEL SVA5SH. . UL/FM APPROVED. | 1 | Piece | 1
395 | SACR-PL-SIS-043(A)-005 | 2022-03-08 | ADISH-P-PO-GE-043(A) | SISICO | SISICO | DDP Site | 5 |  | 1 | Sub Item | SA-IG-MI-PSE-0.8 | CSIRNUF | PENUMATIC SIREN 0,8mm APPROVE UL/FM | 4 | Piece | 1
403 | SACR-PL-SIS-043(A)-006 | 2022-05-14 | ADISH-P-PO-GE-043(A) | SISICO | SISICO | DDP Site | 6 |  | 1 | Main Item | - | SA-IG-PI-C-1" | CAP ,1" , 3000 , CS-Galv. , THD | 1 | Piece
404 | SACR-PL-SIS-043(A)-006 | 2022-05-14 | ADISH-P-PO-GE-043(A) | SISICO | SISICO | DDP Site | 6 |  | 1 | Main Item | - | SA-IG-PI-HN-1"x1" | COUP , 3000LB GALVANIZED C.S HEX NIPPLE , ASTM A105 GR.B , 1"x1" | 1 | Piece
405 | SACR-PL-SIS-043(A)-006 | 2022-05-14 | ADISH-P-PO-GE-043(A) | SISICO | SISICO | DDP Site | 6 |  | 1 | Main Item | - | SA-IG-PI-HN-1"x1/4" | COUP , 3000LB GALVANIZED C.S HEX NIPPLE , ASTM A105 GR.B , 1"x1/4" | 4 | PCS
406 | SACR-PL-SIS-043(A)-006 | 2022-05-14 | ADISH-P-PO-GE-043(A) | SISICO | SISICO | DDP Site | 6 |  | 1 | Main Item | - | SA-IG-PI-E9-1" | ELBO , 90 DEGREE 3000LB GALVANIZE C.S THREADED ELBOW , ASTM A105 GR.B , 1" | 8 | PCS
407 | SACR-PL-SIS-043(A)-006 | 2022-05-14 | ADISH-P-PO-GE-043(A) | SISICO | SISICO | DDP Site | 6 |  | 1 | Main Item | - | SA-IG-PI-TE-2.1/2" | TEE , 3000LB STRAIGHT GALVANIZED C.S THREADED TEE , ASTM A105 GR.B , 2.1/2" | 10 | PCS
408 | SACR-PL-SIS-043(A)-006 | 2022-05-14 | ADISH-P-PO-GE-043(A) | SISICO | SISICO | DDP Site | 6 |  | 1 | Main Item | - | SA-IG-PI-E9-1.1/2" | ELBO , 90 DEGREE 3000LB GALVANIZE C.S THREADED ELBOW , ASTM A105 GR.B , 1.1/2" | 4 | PCS
409 | SACR-PL-SIS-043(A)-006 | 2022-05-14 | ADISH-P-PO-GE-043(A) | SISICO | SISICO | DDP Site | 6 |  | 1 | Main Item | - | SA-IG-PI-E9-2" | ELBO , 90 DEGREE 3000LB GALVANIZE C.S THREADED ELBOW , ASTM A105 GR.B , 2" | 8 | PCS
410 | SACR-PL-SIS-043(A)-006 | 2022-05-14 | ADISH-P-PO-GE-043(A) | SISICO | SISICO | DDP Site | 6 |  | 1 | Main Item | - | SA-IG-PI-E9-2.1/2" | ELBO , 90 DEGREE 3000LB GALVANIZE C.S THREADED ELBOW , ASTM A105 GR.B , 2.1/2" | 8 | PCS
411 | SACR-PL-SIS-043(A)-006 | 2022-05-14 | ADISH-P-PO-GE-043(A) | SISICO | SISICO | DDP Site | 6 |  | 1 | Main Item | - | SA-IG-PI-UN-1" | UNIO , 3000LB GALVANIZED C.S THREADED MSS-SP-83 UNION , ASTM A105 GR.B , 1" | 3 | PCS
412 | SACR-PL-SIS-043(A)-006 | 2022-05-14 | ADISH-P-PO-GE-043(A) | SISICO | SISICO | DDP Site | 6 |  | 1 | Main Item | - | SA-IG-PI-TE-1" | TEE , 3000LB STRAIGHT GALVANIZED C.S THREADED TEE , ASTM A105 GR.B , 1" | 14 | PCS
413 | SACR-PL-SIS-043(A)-006 | 2022-05-14 | ADISH-P-PO-GE-043(A) | SISICO | SISICO | DDP Site | 6 |  | 1 | Main Item | - | SA-IG-PI-TE-1.1/2" | TEE , 3000LB STRAIGHT GALVANIZED C.S THREADED TEE , ASTM A105 GR.B , 1.1/2" | 8 | PCS
414 | SACR-PL-SIS-043(A)-006 | 2022-05-14 | ADISH-P-PO-GE-043(A) | SISICO | SISICO | DDP Site | 6 |  | 1 | Main Item | - | SA-IG-PI-TE-2" | TEE , 3000LB STRAIGHT GALVANIZED C.S THREADED TEE , ASTM A105 GR.B , 2" | 10 | PCS
415 | SACR-PL-SIS-043(A)-006 | 2022-05-14 | ADISH-P-PO-GE-043(A) | SISICO | SISICO | DDP Site | 6 |  | 1 | Main Item | - | SA-IG-PI-HB-1"x3/4" | COUP , 3000LB GALVANIZED C.S THREADED HEX-BUSH , ASTM A105 GR.B , 1"x3/4" | 19 | PCS
416 | SACR-PL-SIS-043(A)-006 | 2022-05-14 | ADISH-P-PO-GE-043(A) | SISICO | SISICO | DDP Site | 6 |  | 1 | Main Item | - | SA-IG-PI-HB-1.1/2"x1" | COUP , 3000LB GALVANIZED C.S THREADED HEX-BUSH , ASTM A105 GR.B , 1.1/2"x1" | 10 | PCS
417 | SACR-PL-SIS-043(A)-006 | 2022-05-14 | ADISH-P-PO-GE-043(A) | SISICO | SISICO | DDP Site | 6 |  | 1 | Main Item | - | SA-IG-PI-UN-1.1/2" | UNIO , 3000LB GALVANIZED C.S THREADED MSS-SP-83 UNION , ASTM A105 GR.B , 1.1/2" | 1 | PCS
418 | SACR-PL-SIS-043(A)-006 | 2022-05-14 | ADISH-P-PO-GE-043(A) | SISICO | SISICO | DDP Site | 6 |  | 1 | Main Item | - | SA-IG-PI-UN-2" | UNIO , 3000LB GALVANIZED C.S THREADED MSS-SP-83 UNION , ASTM A105 GR.B , 2" | 2 | PCS
419 | SACR-PL-SIS-043(A)-006 | 2022-05-14 | ADISH-P-PO-GE-043(A) | SISICO | SISICO | DDP Site | 6 |  | 1 | Main Item | - | SA-IG-PI-UN-2.1/2" | UNIO , 3000LB GALVANIZED C.S THREADED MSS-SP-83 UNION , ASTM A105 GR.B , 2.1/2" | 4 | PCS
420 | SACR-PL-SIS-043(A)-006 | 2022-05-14 | ADISH-P-PO-GE-043(A) | SISICO | SISICO | DDP Site | 6 |  | 1 | Main Item | - | SA-IG-PI-TE-3/4" | TEE , 3000LB STRAIGHT GALVANIZED C.S THREADED TEE , ASTM A105 GR.B , 3/4" | 2 | PCS
421 | SACR-PL-SIS-043(A)-006 | 2022-05-14 | ADISH-P-PO-GE-043(A) | SISICO | SISICO | DDP Site | 6 |  | 1 | Main Item | - | SA-IG-PI-HB-2"x1" | COUP , 3000LB GALVANIZED C.S THREADED HEX-BUSH , ASTM A105 GR.B , 2"x1" | 5 | PCS
422 | SACR-PL-SIS-043(A)-006 | 2022-05-14 | ADISH-P-PO-GE-043(A) | SISICO | SISICO | DDP Site | 6 |  | 1 | Main Item | - | SA-IG-PI-HB-2"x1.1/4" | COUP , 3000LB GALVANIZED C.S THREADED HEX-BUSH , ASTM A105 GR.B , 2"x1.1/4" | 8 | Piece
423 | SACR-PL-SIS-043(A)-006 | 2022-05-14 | ADISH-P-PO-GE-043(A) | SISICO | SISICO | DDP Site | 6 |  | 1 | Main Item | - | SA-IG-PI-HB-2.1/2"x1" | COUP , 3000LB GALVANIZED C.S THREADED HEX-BUSH , ASTM A105 GR.B , 2.1/2"x1" | 5 | PCS
424 | SACR-PL-SIS-043(A)-006 | 2022-05-14 | ADISH-P-PO-GE-043(A) | SISICO | SISICO | DDP Site | 6 |  | 1 | Main Item | - | SA-IG-PI-HB-2.1/2"x1.1/2" | COUP , 3000LB GALVANIZED C.S THREADED HEX-BUSH , ASTM A105 GR.B , 2.1/2"x1.1/2" | 2 | PCS
425 | SACR-PL-SIS-043(A)-006 | 2022-05-14 | ADISH-P-PO-GE-043(A) | SISICO | SISICO | DDP Site | 6 |  | 1 | Main Item | - | SA-IG-PI-HB-2.1/2"x2" | COUP , 3000LB GALVANIZED C.S THREADED HEX-BUSH , ASTM A105 GR.B , 2.1/2"x2" | 3 | PCS
426 | SACR-PL-SIS-043(A)-008 | 2022-06-11 | ADISH-P-PO-GE-043(A) | SISICO | SISICO | DDP Site | 8 |  | 1 | Main Item | - | SA-IG-EL-GRL-EF-SA | Gas Releae Lighting (Entry Forbidden) - Safe erea , Venitem | 12 | Meter | 2
427 | SACR-PL-SIS-043(A)-008 | 2022-06-11 | ADISH-P-PO-GE-043(A) | SISICO | SISICO | DDP Site | 8 |  | 1 | Main Item | - | SA-IG-EL-GRL-IE-SA | Gas Releae Lighting (Immidiate Exit) - Safe erea , Venitem | 10 | Meter | 2
428 | SACR-PL-SIS-043(A)-008 | 2022-06-11 | ADISH-P-PO-GE-043(A) | SISICO | SISICO | DDP Site | 8 |  | 1 | Main Item | - | SA-IG-EL-GRL-IE-EX | Gas Releae Lighting (Immidiate Exit) - Explosion Proof , Warom | 2 | Meter | 10
429 | SACR-PL-SIS-043(A)-008 | 2022-06-11 | ADISH-P-PO-GE-043(A) | SISICO | SISICO | DDP Site | 8 |  | 1 | Main Item | - | SA-IG-EL-FRC-2x1.5 | Fire Resistance Cable , 2Cx1.5mm2 | 640 | Meter | 1000
430 | SACR-PL-SIS-043(A)-008 | 2022-06-11 | ADISH-P-PO-GE-043(A) | SISICO | SISICO | DDP Site | 8 |  | 1 | Main Item | - | SA-IG-EL-FRC-10x1.5 | Fire Resistance Cable , 10Cx1.5mm2 | 800 | Meter | 1500
431 | SACR-PL-SIS-043(A)-008 | 2022-06-11 | ADISH-P-PO-GE-043(A) | SISICO | SISICO | DDP Site | 8 |  | 1 | Main Item | - | SA-IG-EL-CO-PG13.5 | Hot Deep Golvanize Conduit , PG13.5 | 226 | Piece | 1000
432 | SACR-PL-SIS-043(A)-008 | 2022-06-11 | ADISH-P-PO-GE-043(A) | SISICO | SISICO | DDP Site | 8 |  | 1 | Main Item | - | SA-IG-EL-CO-PG21 | Hot Deep Golvanize Conduit , PG21 | 700 | Piece | 1500
433 | SACR-PL-SIS-043(A)-008 | 2022-06-11 | ADISH-P-PO-GE-043(A) | SISICO | SISICO | DDP Site | 8 |  | 1 | Main Item | - | SA-IG-EL-SC-PG13.5 | Speight Clamp for Conduit , PG13.5 | 300 | PCS | 5
434 | SACR-PL-SIS-043(A)-008 | 2022-06-11 | ADISH-P-PO-GE-043(A) | SISICO | SISICO | DDP Site | 8 |  | 1 | Main Item | - | SA-IG-EL-SC-PG21 | Speight Clamp for Conduit , PG21 | 750 | PCS | 10
435 | SACR-PL-SIS-043(A)-008 | 2022-06-11 | ADISH-P-PO-GE-043(A) | SISICO | SISICO | DDP Site | 8 |  | 1 | Main Item | - | SA-IG-EL-CC-PG13.5 | Cupling for Conduit , PG13.5 | 250 | PCS | 50
436 | SACR-PL-SIS-043(A)-008 | 2022-06-11 | ADISH-P-PO-GE-043(A) | SISICO | SISICO | DDP Site | 8 |  | 1 | Main Item | - | SA-IG-EL-CC-PG21 | Cupling for Conduit , PG21 | 400 | PCS | 75
437 | SACR-PL-SIS-043(A)-008 | 2022-06-11 | ADISH-P-PO-GE-043(A) | SISICO | SISICO | DDP Site | 8 |  | 1 | Main Item | - | SA-IG-EL-CT+C-200x50 | Hot Deep Golvanize Cable Tray + Cover , 200mmx50mm | 90 | Meter | 500
438 | SACR-PL-SIS-043(A)-008 | 2022-06-11 | ADISH-P-PO-GE-043(A) | SISICO | SISICO | DDP Site | 8 |  | 1 | Main Item | - | SA-IG-EL-JCT-200-A | Joint for Cable Tray , 200mm , Type A | 366 | Piece | 50
439 | SACR-PL-SIS-043(A)-008 | 2022-06-11 | ADISH-P-PO-GE-043(A) | SISICO | SISICO | DDP Site | 8 |  | 1 | Main Item | - | SA-IG-EL-JCT-200-B | Joint for Cable Tray , 200mm , Type B | 122 | Piece | 50
535 | SACR-PL-SIS-043(A)-008 | 2022-06-11 | ADISH-P-PO-GE-043(A) | SISICO | SISICO | DDP Site | 8 |  | 1 | Main Item | - | SA-IG-SUP-HB-M10x30 | HEX BOLT M10*30 WITH NUT AND WAHSER , CS-Galv. , 8.8 | 655 | Pcs | 50
440 | SACR-PL-SIS-043(A)-009 | 2022-06-22 | ADISH-P-PO-GE-043(A) | SISICO | SISICO | DDP Site | 9 |  | 1 | Sub Item | SA-IG-EL-LCP-SFT9000 | 1 | LOCAL CONTROL PANEL | 3 | Piece | 440
441 | SACR-PL-SIS-043(A)-009 | 2022-06-22 | ADISH-P-PO-GE-043(A) | SISICO | SISICO | DDP Site | 9 |  | 1 | Sub Item | SA-IG-EL-SU | 1 | STATUS UNIT | 12 | Piece | 10
570 | SACR-PL-SIS-043(A)-010 | 2022-08-04 | ADISH-P-PO-GE-043(A) | SISICO | SISICO | DDP Site | 10 |  | 1 | Main Item | - | SA-IG-PI-HB-1.1/2"x1" | COUP , 3000LB GALVANIZED C.S THREADED HEX-BUSH , ASTM A105 GR.B , 1.1/2"x1" | 4 | Piece | 1
571 | SACR-PL-SIS-043(A)-010 | 2022-08-04 | ADISH-P-PO-GE-043(A) | SISICO | SISICO | DDP Site | 10 |  | 1 | Main Item | - | SA-IG-PI-HB-1"x3/4" | COUP , 3000LB GALVANIZED C.S THREADED HEX-BUSH , ASTM A105 GR.B , 1"x3/4" | 1 | Piece
572 | SACR-PL-SIS-043(A)-010 | 2022-08-04 | ADISH-P-PO-GE-043(A) | SISICO | SISICO | DDP Site | 10 |  | 1 | Main Item | - | SA-IG-PI-HB-1/2"x1/4" | COUP , 3000LB GALVANIZED C.S THREADED HEX-BUSH , ASTM A105 GR.B ,1/2"x1/4" | 1 | Piece
573 | SACR-PL-SIS-043(A)-010 | 2022-08-04 | ADISH-P-PO-GE-043(A) | SISICO | SISICO | DDP Site | 10 |  | 1 | Main Item | - | SA-IG-PI-HB-1"x1/4" | COUP , 3000LB GALVANIZED C.S THREADED HEX-BUSH , ASTM A105 GR.B ,1"x1/4" | 8 | Piece
574 | SACR-PL-SIS-043(A)-010 | 2022-08-04 | ADISH-P-PO-GE-043(A) | SISICO | SISICO | DDP Site | 10 |  | 1 | Main Item | - | SA-IG-PI-HB-2"x1.1/4" | COUP , 3000LB GALVANIZED C.S THREADED HEX-BUSH , ASTM A105 GR.B , 2"x1.1/4" | 1 | Piece
575 | SACR-PL-SIS-043(A)-010 | 2022-08-04 | ADISH-P-PO-GE-043(A) | SISICO | SISICO | DDP Site | 10 |  | 1 | Main Item | - | SA-IG-PI-HB-3/4"x1/4" | COUP , 3000LB GALVANIZED C.S THREADED HEX-BUSH , ASTM A105 GR.B ,3/4"x1/4" | 1 | Piece
576 | SACR-PL-SIS-043(A)-010 | 2022-08-04 | ADISH-P-PO-GE-043(A) | SISICO | SISICO | DDP Site | 10 |  | 1 | Main Item | - | SA-IG-PI-HB-4"x1/2" | COUP , 3000LB GALVANIZED C.S THREADED HEX-BUSH , ASTM A105 GR.B ,4"x1/2" | 1 | Piece
577 | SACR-PL-SIS-043(A)-010 | 2022-08-04 | ADISH-P-PO-GE-043(A) | SISICO | SISICO | DDP Site | 10 |  | 1 | Main Item | - | SA-IG-PI-HB-4"x3/4" | COUP , 3000LB GALVANIZED C.S THREADED HEX-BUSH , ASTM A105 GR.B ,4"x3/4" | 1 | Piece
578 | SACR-PL-SIS-043(A)-010 | 2022-08-04 | ADISH-P-PO-GE-043(A) | SISICO | SISICO | DDP Site | 10 |  | 1 | Main Item | - | SA-IG-PI-FC-2.1/2" | UNIO , 3000LB GALVANIZED C.S FULL COUPLING , ASTM A105 GR.B , 2.1/2" | 1 | Piece
579 | SACR-PL-SIS-043(A)-010 | 2022-08-04 | ADISH-P-PO-GE-043(A) | SISICO | SISICO | DDP Site | 10 |  | 1 | Main Item | - | SA-IG-PI-TE-1.1/2" | TEE , 3000LB STRAIGHT GALVANIZED C.S THREADED TEE , ASTM A105 GR.B , 1.1/2" | 3 | Piece
580 | SACR-PL-SIS-043(A)-010 | 2022-08-04 | ADISH-P-PO-GE-043(A) | SISICO | SISICO | DDP Site | 10 |  | 1 | Main Item | - | SA-IG-PI-TE-1" | TEE , 3000LB STRAIGHT GALVANIZED C.S THREADED TEE , ASTM A105 GR.B , 1" | 3 | Piece
581 | SACR-PL-SIS-043(A)-010 | 2022-08-04 | ADISH-P-PO-GE-043(A) | SISICO | SISICO | DDP Site | 10 |  | 1 | Main Item | - | SA-IG-PI-TE-2" | TEE , 3000LB STRAIGHT GALVANIZED C.S THREADED TEE , ASTM A105 GR.B , 2" | 2 | Piece
582 | SACR-PL-SIS-043(A)-010 | 2022-08-04 | ADISH-P-PO-GE-043(A) | SISICO | SISICO | DDP Site | 10 |  | 1 | Main Item | - | SA-IG-PI-FC-2" | UNIO , 3000LB GALVANIZED C.S FULL COUPLING , ASTM A105 GR.B , 2" | 3 | Piece
583 | SACR-PL-SIS-043(A)-010 | 2022-08-04 | ADISH-P-PO-GE-043(A) | SISICO | SISICO | DDP Site | 10 |  | 1 | Main Item | - | SA-IG-PI-TE-3/4" | TEE , 3000LB STRAIGHT GALVANIZED C.S THREADED TEE , ASTM A105 GR.B , 3/4" | 1 | Piece
584 | SACR-PL-SIS-043(A)-010 | 2022-08-04 | ADISH-P-PO-GE-043(A) | SISICO | SISICO | DDP Site | 10 |  | 1 | Main Item | - | SA-IG-PI-TE-1.1/4" | TEE , 3000LB STRAIGHT GALVANIZED C.S THREADED TEE , ASTM A105 GR.B , 1.1/4" | 1 | Piece
585 | SACR-PL-SIS-043(A)-010 | 2022-08-04 | ADISH-P-PO-GE-043(A) | SISICO | SISICO | DDP Site | 10 |  | 1 | Main Item | - | SA-IG-PI-HB-1.1/4"x1/4" | COUP , 3000LB GALVANIZED C.S THREADED HEX-BUSH , ASTM A105 GR.B ,1.1/4"x1/4" | 1 | Piece
586 | SACR-PL-SIS-043(A)-010 | 2022-08-04 | ADISH-P-PO-GE-043(A) | SISICO | SISICO | DDP Site | 10 |  | 1 | Main Item | - | SA-IG-PI-HB-1.1/2"x1/4" | COUP , 3000LB GALVANIZED C.S THREADED HEX-BUSH , ASTM A105 GR.B ,1.1/2"x1/4" | 3 | Piece
587 | SACR-PL-SIS-043(A)-010 | 2022-08-04 | ADISH-P-PO-GE-043(A) | SISICO | SISICO | DDP Site | 10 |  | 1 | Main Item | - | SA-IG-PI-HB-1"x1/4" | COUP , 3000LB GALVANIZED C.S THREADED HEX-BUSH , ASTM A105 GR.B ,1"x1/4" | 3 | Piece
588 | SACR-PL-SIS-043(A)-010 | 2022-08-04 | ADISH-P-PO-GE-043(A) | SISICO | SISICO | DDP Site | 10 |  | 1 | Main Item | - | SA-IG-PI-HB-2"x1/4" | COUP , 3000LB GALVANIZED C.S THREADED HEX-BUSH , ASTM A105 GR.B ,2"x1/4" | 2 | Piece
589 | SACR-PL-SIS-043(A)-010 | 2022-08-04 | ADISH-P-PO-GE-043(A) | SISICO | SISICO | DDP Site | 10 |  | 1 | Main Item | - | SA-IG-PI-HB-3/4"x1/4" | COUP , 3000LB GALVANIZED C.S THREADED HEX-BUSH , ASTM A105 GR.B ,3/4"x1/4" | 1 | Piece
590 | SACR-PL-SIS-043(A)-010 | 2022-08-04 | ADISH-P-PO-GE-043(A) | SISICO | SISICO | DDP Site | 10 |  | 1 | Main Item | - | SA-IG-PI-HB-1.1/4"x1/4" | COUP , 3000LB GALVANIZED C.S THREADED HEX-BUSH , ASTM A105 GR.B ,1.1/4"x1/4" | 1 | Piece
591 | SACR-PL-SIS-043(A)-010 | 2022-08-04 | ADISH-P-PO-GE-043(A) | SISICO | SISICO | DDP Site | 10 |  | 1 | Main Item | - | SA-IG-PI-HN-1/4" | COUP , 3000LB GALVANIZED C.S HEX NIPPLE , ASTM A105 GR.B , 1/4" | 11 | Piece
717 | SACR-PL-SIS-043(A)-011 | 2022-10-26 | ADISH-P-PO-GE-043(A) | SISICO | SISICO | DDP Site | 11 |  | 1 | Sub Item | SA-IG-MI-CB-27 | LDDH15UF500 | FLEXIBLE DISCHARGE HOSE OF 1969 IN. (500 MM.) MODEL DH-15 U/FM APPROVED | 1 | Piece | 1
718 | SACR-PL-SIS-043(A)-011 | 2022-10-26 | ADISH-P-PO-GE-043(A) | SISICO | SISICO | DDP Site | 11 |  | 1 | Sub Item | SA-IG-MI-CB-27 | LDDH15UF400 | FLEXIBLE DISCHARGE HOSE OF 1575 IN. (400 MM.) MODEL DH-15 U/FM APPROVED | 1 | Piece | 1
719 | SACR-PL-SIS-043(A)-011 | 2022-10-26 | ADISH-P-PO-GE-043(A) | SISICO | SISICO | DDP Site | 11 |  | 1 | Sub Item | SA-IG-MI-CB-27 | LDDH15UF850 | FLEXIBLE DISCHARGE HOSE OF 3346 IN. (850 MM.) MODEL DH-15 U/FM APPROVED | 1 | Piece | 1
720 | SACR-PL-SIS-043(A)-011 | 2022-10-26 | ADISH-P-PO-GE-043(A) | SISICO | SISICO | DDP Site | 11 |  | 1 | Sub Item | SA-IG-MI-CB-27 | LDDH15UF1250 | FLEXIBLE DISCHARGE HOSE OF 4921 IN. (1250 MM.) MODEL DH-15 L/FM APPROVED | 1 | Piece | 1
721 | SACR-PL-SIS-043(A)-011 | 2022-10-26 | ADISH-P-PO-GE-043(A) | SISICO | SISICO | DDP Site | 11 |  | 1 | Sub Item | SA-IG-MI-CB-27 | LADH11UF700 | FLEXIBLE ACTIVATION HOSE OF 2,56 IN. (700 MM.) MODEL DH-11 L/FM APPROVED | 4 | Piece | 1
722 | SACR-PL-SIS-043(A)-011 | 2022-10-26 | ADISH-P-PO-GE-043(A) | SISICO | SISICO | DDP Site | 11 |  | 1 | Sub Item | SA-IG-MI-CB-27 | UF40I55-P200 | GAUGE UL/FM IG-55 200BAR | 1 | Piece | 1
723 | SACR-PL-SIS-043(A)-011 | 2022-10-26 | ADISH-P-PO-GE-043(A) | SISICO | SISICO | DDP Site | 11 |  | 1 | Sub Item | SA-IG-MI-PS-POINPRE66LUF | POINPRE66LUF | Pressure switch, 1/4", model OINPRE 6-6L, UL/FM approved | 1 | Piece | 1
724 | SACR-PL-SIS-043(A)-011 | 2022-10-26 | ADISH-P-PO-GE-043(A) | SISICO | SISICO | DDP Site | 11 |  | 1 | Sub Item | SA-IG-MI-REA-24 | SOLCAMDNCUF | REARMABLE ELECTRIC ACTUATOR HAD 24VCC-DC MODEL 227SOLC WHATINCLUDES MONITORING AND CONTRO HEAD MODEL 227AMDC . UL/FM APROVED | 1 | Piece | 1
725 | SACR-PL-SIS-043(A)-011 | 2022-10-26 | ADISH-P-PO-GE-043(A) | SISICO | SISICO | DDP Site | 11 |  | 1 | Sub Item | SA-IG-MI-CB-27 | 55M140U2SC | MODULAR CYLINDER OF 4,94 ft³.(140L) at 2900 psi (200 bar) I-55, INERT-SIEXCFT Constant low Technology MODEL 56M140UFX UL LISTED | 2 | Piece | 1
181 | SACR-PL-SIS-043(B)-001 | 2022-02-26 | ADISH-P-PO-GE-043(B) | SISICO | South Adish Condensate Refinery | DDP Site | 1 |  | 1 | Main Item | - | DV-520-960 | Deluge Valve on Skid with all Accessories size 2" | 1 | Set
182 | SACR-PL-SIS-043(B)-001 | 2022-02-26 | ADISH-P-PO-GE-043(B) | SISICO | South Adish Condensate Refinery | DDP Site | 1 |  | 1 | Main Item | - | DV-520-961 | Deluge Valve on Skid with all Accessories size 2" | 1 | Set
183 | SACR-PL-SIS-043(B)-001 | 2022-02-26 | ADISH-P-PO-GE-043(B) | SISICO | South Adish Condensate Refinery | DDP Site | 1 |  | 1 | Main Item | - | DV-520-963 | Deluge Valve on Skid with all Accessories size 3" | 1 | Set
184 | SACR-PL-SIS-043(B)-001 | 2022-02-26 | ADISH-P-PO-GE-043(B) | SISICO | South Adish Condensate Refinery | DDP Site | 1 |  | 1 | Main Item | - | DV-520-955 | Deluge Valve on Skid with all Accessories size 4" | 1 | Set
185 | SACR-PL-SIS-043(B)-001 | 2022-02-26 | ADISH-P-PO-GE-043(B) | SISICO | South Adish Condensate Refinery | DDP Site | 1 |  | 1 | Main Item | - | DV-520-956 | Deluge Valve on Skid with all Accessories size 4" | 1 | Set
186 | SACR-PL-SIS-043(B)-001 | 2022-02-26 | ADISH-P-PO-GE-043(B) | SISICO | South Adish Condensate Refinery | DDP Site | 1 |  | 1 | Main Item | - | DV-520-958 | Deluge Valve on Skid with all Accessories size 4" | 1 | Set
187 | SACR-PL-SIS-043(B)-001 | 2022-02-26 | ADISH-P-PO-GE-043(B) | SISICO | South Adish Condensate Refinery | DDP Site | 1 |  | 1 | Main Item | - | DV-520-962 | Deluge Valve on Skid with all Accessories size 4" | 1 | Set
188 | SACR-PL-SIS-043(B)-001 | 2022-02-26 | ADISH-P-PO-GE-043(B) | SISICO | South Adish Condensate Refinery | DDP Site | 1 |  | 1 | Main Item | - | DV-520-964 | Deluge Valve on Skid with all Accessories size 4" | 1 | Set
189 | SACR-PL-SIS-043(B)-001 | 2022-02-26 | ADISH-P-PO-GE-043(B) | SISICO | South Adish Condensate Refinery | DDP Site | 1 |  | 1 | Main Item | - | DV-520-965 | Deluge Valve on Skid with all Accessories size 4" | 1 | Set
190 | SACR-PL-SIS-043(B)-001 | 2022-02-26 | ADISH-P-PO-GE-043(B) | SISICO | South Adish Condensate Refinery | DDP Site | 1 |  | 1 | Main Item | - | DV-520-957 | Deluge Valve on Skid with all Accessories size 6" | 1 | Set
191 | SACR-PL-SIS-043(B)-001 | 2022-02-26 | ADISH-P-PO-GE-043(B) | SISICO | South Adish Condensate Refinery | DDP Site | 1 |  | 1 | Main Item | - | DV-520-951 | Deluge Valve on Skid with all Accessories size 8" | 1 | Set
192 | SACR-PL-SIS-043(B)-001 | 2022-02-26 | ADISH-P-PO-GE-043(B) | SISICO | South Adish Condensate Refinery | DDP Site | 1 |  | 1 | Main Item | - | DV-520-952 | Deluge Valve on Skid with all Accessories size 8" | 1 | Set
193 | SACR-PL-SIS-043(B)-001 | 2022-02-26 | ADISH-P-PO-GE-043(B) | SISICO | South Adish Condensate Refinery | DDP Site | 1 |  | 1 | Main Item | - | DV-520-953 | Deluge Valve on Skid with all Accessories size 8" | 1 | Set
194 | SACR-PL-SIS-043(B)-001 | 2022-02-26 | ADISH-P-PO-GE-043(B) | SISICO | South Adish Condensate Refinery | DDP Site | 1 |  | 1 | Main Item | - | DV-520-954 | Deluge Valve on Skid with all Accessories size 8" | 1 | Set
195 | SACR-PL-SIS-043(B)-002 | 2022-02-26 | ADISH-P-PO-GE-043(B) | SISICO | South Adish Condensate Refinery | DDP Site | 2 |  | 1 | Main Item | - | Foam-AFFF-3% | Foam 3% AFFF | 26800 | Liter
396 | SACR-PL-SIS-043(B)-003 | 2022-04-16 | ADISH-P-PO-GE-043(B) | SISICO | South Adish Condensate Refinery | DDP Site | 3 |  | 1 | Main Item | - | Foam-DS-15000 | Skid - FOAM Dosing 15000 With all Acc mounted | 1 | Set
397 | SACR-PL-SIS-043(B)-003 | 2022-04-16 | ADISH-P-PO-GE-043(B) | SISICO | South Adish Condensate Refinery | DDP Site | 3 |  | 1 | Main Item | - | Foam-DS-6000 | Skid - FOAM Dosing 6000 With all Acc mounted | 1 | Set
398 | SACR-PL-SIS-043(B)-003 | 2022-04-16 | ADISH-P-PO-GE-043(B) | SISICO | South Adish Condensate Refinery | DDP Site | 3 |  | 1 | Main Item | - | Foam-DS-2500 | Skid - FOAM Dosing 2500 With all Acc mounted | 1 | Set
399 | SACR-PL-SIS-043(B)-003 | 2022-04-16 | ADISH-P-PO-GE-043(B) | SISICO | South Adish Condensate Refinery | DDP Site | 3 |  | 1 | Main Item | - | Foam-Tank-21000 | Foam Storage Tanks 21000L | 1 | Set
400 | SACR-PL-SIS-043(B)-003 | 2022-04-16 | ADISH-P-PO-GE-043(B) | SISICO | South Adish Condensate Refinery | DDP Site | 3 |  | 1 | Main Item | - | Foam-Tank-4000 | Foam Storage Tanks 4000L | 1 | Set
401 | SACR-PL-SIS-043(B)-003 | 2022-04-16 | ADISH-P-PO-GE-043(B) | SISICO | South Adish Condensate Refinery | DDP Site | 3 |  | 1 | Main Item | - | Foam-Tank-600 | Foam Storage Tanks 600L | 1 | Set
402 | SACR-PL-SIS-043(B)-003 | 2022-04-16 | ADISH-P-PO-GE-043(B) | SISICO | South Adish Condensate Refinery | DDP Site | 3 |  | 1 | Main Item | - | Foam-Tank-1200 | Foam Storage Tanks 1200L | 1 | Set
536 | SACR-PL-SIS-043(B)-003 | 2022-04-16 | ADISH-P-PO-GE-043(B) | SISICO | South Adish Condensate Refinery | DDP Site | 3 |  | 1 | Sub Item | Foam-DS-15000 | STRAINER | FLANGED STRAINER-TEE TYPE-A105+A234WPB | 1 | Piece
537 | SACR-PL-SIS-043(B)-003 | 2022-04-16 | ADISH-P-PO-GE-043(B) | SISICO | South Adish Condensate Refinery | DDP Site | 3 |  | 1 | Sub Item | Foam-DS-15000 | REDUCER | ECENTRIC-FLANGED-14INCH X 8INCH | 1 | Piece
538 | SACR-PL-SIS-043(B)-003 | 2022-04-16 | ADISH-P-PO-GE-043(B) | SISICO | South Adish Condensate Refinery | DDP Site | 3 |  | 1 | Sub Item | Foam-DS-15000 | SKID AND SUNSHADE | SKID AND SUNSHADE | 1 | Set
539 | SACR-PL-SIS-043(B)-003 | 2022-04-16 | ADISH-P-PO-GE-043(B) | SISICO | South Adish Condensate Refinery | DDP Site | 3 |  | 1 | Sub Item | Foam-DS-15000 | PIPE | 2 1/2(DN65)-40S-SS304 | 9 | Meter
540 | SACR-PL-SIS-043(B)-003 | 2022-04-16 | ADISH-P-PO-GE-043(B) | SISICO | South Adish Condensate Refinery | DDP Site | 3 |  | 1 | Sub Item | Foam-DS-15000 | PIPE | 4(DN100)-40S-SS304 | 6 | Meter
541 | SACR-PL-SIS-043(B)-003 | 2022-04-16 | ADISH-P-PO-GE-043(B) | SISICO | South Adish Condensate Refinery | DDP Site | 3 |  | 1 | Sub Item | Foam-DS-15000 | ELBOW | 90DEG-CL150-THREADED-21/2(DN65)-SS304 | 6 | Piece
542 | SACR-PL-SIS-043(B)-003 | 2022-04-16 | ADISH-P-PO-GE-043(B) | SISICO | South Adish Condensate Refinery | DDP Site | 3 |  | 1 | Sub Item | Foam-DS-15000 | ELBOW | 90DEG-CL150-THREADED-4(DN100)-SS304 | 4 | Piece
543 | SACR-PL-SIS-043(B)-003 | 2022-04-16 | ADISH-P-PO-GE-043(B) | SISICO | South Adish Condensate Refinery | DDP Site | 3 |  | 1 | Sub Item | Foam-DS-15000 | FLANGE | SLIP ON CL150-RF-4INCH-SS304 | 1 | Piece
544 | SACR-PL-SIS-043(B)-003 | 2022-04-16 | ADISH-P-PO-GE-043(B) | SISICO | South Adish Condensate Refinery | DDP Site | 3 |  | 1 | Sub Item | Foam-DS-15000 | FLANGE | SLIP ON CL150-RF-21/2INCH-SS304 | 2 | Piece
545 | SACR-PL-SIS-043(B)-003 | 2022-04-16 | ADISH-P-PO-GE-043(B) | SISICO | South Adish Condensate Refinery | DDP Site | 3 |  | 1 | Sub Item | Foam-DS-15000 | BALL VALVE | 1 1/2INCH-SS | 1 | Piece
546 | SACR-PL-SIS-043(B)-003 | 2022-04-16 | ADISH-P-PO-GE-043(B) | SISICO | South Adish Condensate Refinery | DDP Site | 3 |  | 1 | Sub Item | Foam-DS-6000 | STRAINER | FLANGED STRAINER-TEE TYPE-A105+A234WPB | 1 | Piece
547 | SACR-PL-SIS-043(B)-003 | 2022-04-16 | ADISH-P-PO-GE-043(B) | SISICO | South Adish Condensate Refinery | DDP Site | 3 |  | 1 | Sub Item | Foam-DS-6000 | REDUCER | ECENTRIC-FLANGED-8INCH X 6INCH | 1 | Piece
548 | SACR-PL-SIS-043(B)-003 | 2022-04-16 | ADISH-P-PO-GE-043(B) | SISICO | South Adish Condensate Refinery | DDP Site | 3 |  | 1 | Sub Item | Foam-DS-6000 | SKID AND SUNSHADE | SKID AND SUNSHADE | 1 | Piece
549 | SACR-PL-SIS-043(B)-003 | 2022-04-16 | ADISH-P-PO-GE-043(B) | SISICO | South Adish Condensate Refinery | DDP Site | 3 |  | 1 | Sub Item | Foam-DS-6000 | PIPE | 2 1/2(DN65)-40S-SS304 | 4 | Meter
550 | SACR-PL-SIS-043(B)-003 | 2022-04-16 | ADISH-P-PO-GE-043(B) | SISICO | South Adish Condensate Refinery | DDP Site | 3 |  | 1 | Sub Item | Foam-DS-6000 | PIPE | 1 1/2(DN40)-40S-SS304 | 5 | Meter
551 | SACR-PL-SIS-043(B)-003 | 2022-04-16 | ADISH-P-PO-GE-043(B) | SISICO | South Adish Condensate Refinery | DDP Site | 3 |  | 1 | Sub Item | Foam-DS-6000 | ELBOW | 90DEG-CL150-THREADED-21/2(DN65)-SS304 | 4 | Piece
552 | SACR-PL-SIS-043(B)-003 | 2022-04-16 | ADISH-P-PO-GE-043(B) | SISICO | South Adish Condensate Refinery | DDP Site | 3 |  | 1 | Sub Item | Foam-DS-6000 | ELBOW | 90DEG-CL150-THREADED-1 1/2(DN40)-SS304 | 6 | Piece
553 | SACR-PL-SIS-043(B)-003 | 2022-04-16 | ADISH-P-PO-GE-043(B) | SISICO | South Adish Condensate Refinery | DDP Site | 3 |  | 1 | Sub Item | Foam-DS-6000 | FLANGE | SLIP ON CL150-RF-1 1/2INCH-SS304 | 2 | Piece
554 | SACR-PL-SIS-043(B)-003 | 2022-04-16 | ADISH-P-PO-GE-043(B) | SISICO | South Adish Condensate Refinery | DDP Site | 3 |  | 1 | Sub Item | Foam-DS-6000 | FLANGE | SLIP ON CL150-RF-2 1/2INCH-SS304 | 1 | Piece
555 | SACR-PL-SIS-043(B)-003 | 2022-04-16 | ADISH-P-PO-GE-043(B) | SISICO | South Adish Condensate Refinery | DDP Site | 3 |  | 1 | Sub Item | Foam-DS-2500 | STRAINER | FLANGED STRAINER-TEE TYPE-A105+A234WPB-6INCH | 1 | Piece
556 | SACR-PL-SIS-043(B)-003 | 2022-04-16 | ADISH-P-PO-GE-043(B) | SISICO | South Adish Condensate Refinery | DDP Site | 3 |  | 1 | Sub Item | Foam-DS-2500 | REDUCER | ECENTRIC-FLANGED-6INCH X 4INCH | 2 | Piece
557 | SACR-PL-SIS-043(B)-003 | 2022-04-16 | ADISH-P-PO-GE-043(B) | SISICO | South Adish Condensate Refinery | DDP Site | 3 |  | 1 | Sub Item | Foam-DS-2500 | SKID AND SUNSHADE | SKID AND SUNSHADE | 1 | Piece
558 | SACR-PL-SIS-043(B)-003 | 2022-04-16 | ADISH-P-PO-GE-043(B) | SISICO | South Adish Condensate Refinery | DDP Site | 3 |  | 1 | Sub Item | Foam-DS-2500 | PIPE | 2(DN50)-40S-SS304 | 8 | Meter
559 | SACR-PL-SIS-043(B)-003 | 2022-04-16 | ADISH-P-PO-GE-043(B) | SISICO | South Adish Condensate Refinery | DDP Site | 3 |  | 1 | Sub Item | Foam-DS-2500 | PIPE | 1(DN25)-40S-SS304 | 8 | Meter
560 | SACR-PL-SIS-043(B)-003 | 2022-04-16 | ADISH-P-PO-GE-043(B) | SISICO | South Adish Condensate Refinery | DDP Site | 3 |  | 1 | Sub Item | Foam-DS-2500 | ELBOW | 90DEG-CL150-THREADED-2(DN50)-SS304 | 10 | Piece
561 | SACR-PL-SIS-043(B)-003 | 2022-04-16 | ADISH-P-PO-GE-043(B) | SISICO | South Adish Condensate Refinery | DDP Site | 3 |  | 1 | Sub Item | Foam-DS-2500 | ELBOW | 90DEG-CL150-THREADED-1(DN25)-SS304 | 6 | Piece
562 | SACR-PL-SIS-043(B)-003 | 2022-04-16 | ADISH-P-PO-GE-043(B) | SISICO | South Adish Condensate Refinery | DDP Site | 3 |  | 1 | Sub Item | Foam-DS-2500 | FLANGE | SLIP ON CL150-RF-1INCH-SS304 | 4 | Piece
563 | SACR-PL-SIS-043(B)-003 | 2022-04-16 | ADISH-P-PO-GE-043(B) | SISICO | South Adish Condensate Refinery | DDP Site | 3 |  | 1 | Sub Item | Foam-DS-2500 | FLANGE | SLIP ON CL150-RF-2INCH-SS304 | 2 | Piece
564 | SACR-PL-SIS-043(B)-003 | 2022-04-16 | ADISH-P-PO-GE-043(B) | SISICO | South Adish Condensate Refinery | DDP Site | 3 |  | 1 | Sub Item | Foam-DS-2500 | STRAINER | FLANGED STRAINER-TEE TYPE-A105+A234WPB-4INCH | 1 | Piece
565 | SACR-PL-SIS-043(B)-003 | 2022-04-16 | ADISH-P-PO-GE-043(B) | SISICO | South Adish Condensate Refinery | DDP Site | 3 |  | 1 | Sub Item | Foam-DS-2500 | BALL VALVE | 1 1/2INCH-SS | 2 | Piece
566 | SACR-PL-SIS-043(B)-003 | 2022-04-16 | ADISH-P-PO-GE-043(B) | SISICO | South Adish Condensate Refinery | DDP Site | 3 |  | 1 | Sub Item | Foam-Tank-1200 | LADDER | LADDER | 1 | Piece
567 | SACR-PL-SIS-043(B)-003 | 2022-04-16 | ADISH-P-PO-GE-043(B) | SISICO | South Adish Condensate Refinery | DDP Site | 3 |  | 1 | Sub Item | Foam-Tank-21000 | LADDER | LADDER | 1 | Piece
568 | SACR-PL-SIS-043(B)-003 | 2022-04-16 | ADISH-P-PO-GE-043(B) | SISICO | South Adish Condensate Refinery | DDP Site | 3 |  | 1 | Sub Item | Foam-Tank-600 | LADDER | LADDER | 1 | Piece
569 | SACR-PL-SIS-043(B)-003 | 2022-04-16 | ADISH-P-PO-GE-043(B) | SISICO | South Adish Condensate Refinery | DDP Site | 3 |  | 1 | Sub Item | Foam-Tank-4000 | LADDER | LADDER | 1 | Piece
592 | SACR-PL-SIS-043(B)-004 | 2022-08-10 | ADISH-P-PO-GE-043(B) | SISICO | South Adish Condensate Refinery | DDP Site | 4 |  | 1 | Sub Item | FSAE | 0001 | FCA-S-150/250NB FM APPRD | 2 | Set | 360
593 | SACR-PL-SIS-043(B)-004 | 2022-08-10 | ADISH-P-PO-GE-043(B) | SISICO | South Adish Condensate Refinery | DDP Site | 4 |  | 1 | Sub Item | FSAE | 0002 | SPLIT DEFLECTOR SD-S-250NB & MOUNTING PAD ASSY | 2 | Set | 21
594 | SACR-PL-SIS-043(B)-004 | 2022-08-10 | ADISH-P-PO-GE-043(B) | SISICO | South Adish Condensate Refinery | DDP Site | 4 |  | 2 | Sub Item | FSAE | 0003 | FCA-S-150/250NB FM APPRD | 2 | Set | 360
595 | SACR-PL-SIS-043(B)-004 | 2022-08-10 | ADISH-P-PO-GE-043(B) | SISICO | South Adish Condensate Refinery | DDP Site | 4 |  | 2 | Sub Item | FSAE | 0004 | SPLIT DEFLECTOR SD-S-250NB & MOUNTING PAD ASSY | 2 | Set | 21
596 | SACR-PL-SIS-043(B)-004 | 2022-08-10 | ADISH-P-PO-GE-043(B) | SISICO | South Adish Condensate Refinery | DDP Site | 4 |  | 3 | Sub Item | FSAE | 0005 | FCA-S-150/250NB FM APPRD | 2 | Set | 360
597 | SACR-PL-SIS-043(B)-004 | 2022-08-10 | ADISH-P-PO-GE-043(B) | SISICO | South Adish Condensate Refinery | DDP Site | 4 |  | 3 | Sub Item | FSAE | 0006 | SPLIT DEFLECTOR SD-S-250NB & MOUNTING PAD ASSY | 2 | Set | 21
598 | SACR-PL-SIS-043(B)-004 | 2022-08-10 | ADISH-P-PO-GE-043(B) | SISICO | South Adish Condensate Refinery | DDP Site | 4 |  | 4 | Sub Item | FSAE | 0007 | FCA-S-150/250NB FM APPRD | 2 | Set | 360
599 | SACR-PL-SIS-043(B)-004 | 2022-08-10 | ADISH-P-PO-GE-043(B) | SISICO | South Adish Condensate Refinery | DDP Site | 4 |  | 4 | Sub Item | FSAE | 0008 | SPLIT DEFLECTOR SD-S-250NB & MOUNTING PAD ASSY | 2 | Set | 21
600 | SACR-PL-SIS-043(B)-004 | 2022-08-10 | ADISH-P-PO-GE-043(B) | SISICO | South Adish Condensate Refinery | DDP Site | 4 |  | 5 | Sub Item | FSAE | 0009 | FCA-S-150/250NB FM APPRD | 2 | Set | 360
601 | SACR-PL-SIS-043(B)-004 | 2022-08-10 | ADISH-P-PO-GE-043(B) | SISICO | South Adish Condensate Refinery | DDP Site | 4 |  | 5 | Sub Item | FSAE | 0010 | SPLIT DEFLECTOR SD-S-250NB & MOUNTING PAD ASSY | 2 | Set | 21
602 | SACR-PL-SIS-043(B)-004 | 2022-08-10 | ADISH-P-PO-GE-043(B) | SISICO | South Adish Condensate Refinery | DDP Site | 4 |  | 6 | Sub Item | FSAE | 0011 | FCA-S-150/250NB FM APPRD | 2 | Set | 360
603 | SACR-PL-SIS-043(B)-004 | 2022-08-10 | ADISH-P-PO-GE-043(B) | SISICO | South Adish Condensate Refinery | DDP Site | 4 |  | 6 | Sub Item | FSAE | 0012 | SPLIT DEFLECTOR SD-S-250NB & MOUNTING PAD ASSY | 2 | Set | 21
604 | SACR-PL-SIS-043(B)-004 | 2022-08-10 | ADISH-P-PO-GE-043(B) | SISICO | South Adish Condensate Refinery | DDP Site | 4 |  | 7 | Sub Item | FSAE | 0013 | FCA-S-150/250NB FM APPRD | 2 | Set | 360
605 | SACR-PL-SIS-043(B)-004 | 2022-08-10 | ADISH-P-PO-GE-043(B) | SISICO | South Adish Condensate Refinery | DDP Site | 4 |  | 7 | Sub Item | FSAE | 0014 | SPLIT DEFLECTOR SD-S-250NB & MOUNTING PAD ASSY | 2 | Set | 21
606 | SACR-PL-SIS-043(B)-004 | 2022-08-10 | ADISH-P-PO-GE-043(B) | SISICO | South Adish Condensate Refinery | DDP Site | 4 |  | 8 | Sub Item | FSAE | 0015 | FCA-S-150/250NB FM APPRD | 2 | Set | 360
607 | SACR-PL-SIS-043(B)-004 | 2022-08-10 | ADISH-P-PO-GE-043(B) | SISICO | South Adish Condensate Refinery | DDP Site | 4 |  | 8 | Sub Item | FSAE | 0016 | SPLIT DEFLECTOR SD-S-250NB & MOUNTING PAD ASSY | 2 | Set | 21
608 | SACR-PL-SIS-043(B)-004 | 2022-08-10 | ADISH-P-PO-GE-043(B) | SISICO | South Adish Condensate Refinery | DDP Site | 4 |  | 9 | Sub Item | FSAE | 0017 | FCA-S-150/250NB FM APPRD | 2 | Set | 360
609 | SACR-PL-SIS-043(B)-004 | 2022-08-10 | ADISH-P-PO-GE-043(B) | SISICO | South Adish Condensate Refinery | DDP Site | 4 |  | 9 | Sub Item | FSAE | 0018 | SPLIT DEFLECTOR SD-S-250NB & MOUNTING PAD ASSY | 2 | Set | 21
610 | SACR-PL-SIS-043(B)-004 | 2022-08-10 | ADISH-P-PO-GE-043(B) | SISICO | South Adish Condensate Refinery | DDP Site | 4 |  | 10 | Sub Item | FSAE | 0019 | FCA-S-150/250NB FM APPRD | 2 | Set | 360
611 | SACR-PL-SIS-043(B)-004 | 2022-08-10 | ADISH-P-PO-GE-043(B) | SISICO | South Adish Condensate Refinery | DDP Site | 4 |  | 10 | Sub Item | FSAE | 0020 | SPLIT DEFLECTOR SD-S-250NB & MOUNTING PAD ASSY | 2 | Set | 21
612 | SACR-PL-SIS-043(B)-004 | 2022-08-10 | ADISH-P-PO-GE-043(B) | SISICO | South Adish Condensate Refinery | DDP Site | 4 |  | 11 | Sub Item | FSAE | 0021 | FCA-S-150/250NB FM APPRD | 2 | Set | 360
613 | SACR-PL-SIS-043(B)-004 | 2022-08-10 | ADISH-P-PO-GE-043(B) | SISICO | South Adish Condensate Refinery | DDP Site | 4 |  | 11 | Sub Item | FSAE | 0022 | SPLIT DEFLECTOR SD-S-250NB & MOUNTING PAD ASSY | 2 | Set | 21
614 | SACR-PL-SIS-043(B)-004 | 2022-08-10 | ADISH-P-PO-GE-043(B) | SISICO | South Adish Condensate Refinery | DDP Site | 4 |  | 12 | Sub Item | FSAE | 0023 | FCA-S-150/250NB FM APPRD | 2 | Set | 360
615 | SACR-PL-SIS-043(B)-004 | 2022-08-10 | ADISH-P-PO-GE-043(B) | SISICO | South Adish Condensate Refinery | DDP Site | 4 |  | 12 | Sub Item | FSAE | 0024 | SPLIT DEFLECTOR SD-S-250NB & MOUNTING PAD ASSY | 2 | Set | 21
616 | SACR-PL-SIS-043(B)-004 | 2022-08-10 | ADISH-P-PO-GE-043(B) | SISICO | South Adish Condensate Refinery | DDP Site | 4 |  | 13 | Sub Item | FSAE | 0025 | FCA-S-150/250NB FM APPRD | 2 | Set | 360
617 | SACR-PL-SIS-043(B)-004 | 2022-08-10 | ADISH-P-PO-GE-043(B) | SISICO | South Adish Condensate Refinery | DDP Site | 4 |  | 13 | Sub Item | FSAE | 0026 | SPLIT DEFLECTOR SD-S-250NB & MOUNTING PAD ASSY | 2 | Set | 21
618 | SACR-PL-SIS-043(B)-004 | 2022-08-10 | ADISH-P-PO-GE-043(B) | SISICO | South Adish Condensate Refinery | DDP Site | 4 |  | 14 | Sub Item | FSAE | 0027 | fCA-S-100/200NB UL & FM APPRD | 3 | Set | 222
619 | SACR-PL-SIS-043(B)-004 | 2022-08-10 | ADISH-P-PO-GE-043(B) | SISICO | South Adish Condensate Refinery | DDP Site | 4 |  | 14 | Sub Item | FSAE | 0028 | SD-S-200NB WITH MTG. PAD ASSY | 3 | Set | 36
620 | SACR-PL-SIS-043(B)-004 | 2022-08-10 | ADISH-P-PO-GE-043(B) | SISICO | South Adish Condensate Refinery | DDP Site | 4 |  | 15 | Sub Item | FSAE | 0029 | RIM SEAL POURER RPA-S, 65NB | 4 | Set | 216
621 | SACR-PL-SIS-043(B)-004 | 2022-08-10 | ADISH-P-PO-GE-043(B) | SISICO | South Adish Condensate Refinery | DDP Site | 4 |  | 16 | Sub Item | FSAE | 0030 | RIM SEAL POURER RPA-S, 65NB | 4 | Set | 216
622 | SACR-PL-SIS-043(B)-004 | 2022-08-10 | ADISH-P-PO-GE-043(B) | SISICO | South Adish Condensate Refinery | DDP Site | 4 |  | 17 | Sub Item | FSAE | 0031 | RIM SEAL POURER RPA-S, 65NB | 4 | Set | 216
623 | SACR-PL-SIS-043(B)-004 | 2022-08-10 | ADISH-P-PO-GE-043(B) | SISICO | South Adish Condensate Refinery | DDP Site | 4 |  | 18 | Sub Item | FSAE | 0032 | RIM SEAL POURER RPA-S, 65NB | 3 | Set | 162
624 | SACR-PL-SIS-043(B)-005 | 2022-08-10 | ADISH-P-PO-GE-043(B) | SISICO | South Adish Condensate Refinery | DDP Site | 5 |  | 1 | Sub Item | Foam-DS-15000 | a105 | 3000LBGALVANIZEDC.STHREADEDHEX‐BUSHASTMA1051"x1/4 | 1 | Piece | 1
625 | SACR-PL-SIS-043(B)-005 | 2022-08-10 | ADISH-P-PO-GE-043(B) | SISICO | South Adish Condensate Refinery | DDP Site | 5 |  | 1 | Sub Item | Foam-DS-15000 | ss | CL150Elbow4inSS‐THR | 1 | Piece | 1
626 | SACR-PL-SIS-043(B)-005 | 2022-08-10 | ADISH-P-PO-GE-043(B) | SISICO | South Adish Condensate Refinery | DDP Site | 5 |  | 1 | Sub Item | Foam-DS-15000 | ss | CL150Elbow11/2SS‐THR | 4 | Piece | 4
661 | SACR-PL-SIS-043(B)-006 | 2022-09-03 | ADISH-P-PO-GE-043(B) | SISICO | South Adish Condensate Refinery | DDP Site | 6 |  | 1 | Sub Item | FSAE | 1 | HIGH BACK PRESSURE FOAM DEVICE 4 "FLANGED TO ANSI#150 Model:PHB-60A | 2 | Set | 1 | SISI-DPL-382-00-12
662 | SACR-PL-SIS-043(B)-006 | 2022-09-03 | ADISH-P-PO-GE-043(B) | SISICO | South Adish Condensate Refinery | DDP Site | 6 |  | 2 | Sub Item | FSAE | 2 | HIGH BACK PRESSURE FOAM DEVICE-INLLET 2 Model:PHB-20A | 1 | Set | 1 | SISI-DPL-382-00-12
663 | SACR-PL-SIS-043(B)-006 | 2022-09-03 | ADISH-P-PO-GE-043(B) | SISICO | South Adish Condensate Refinery | DDP Site | 6 |  | 3 | Sub Item | FSAE | 3 | HIGH BACK PRESSURE FOAM DEVICE-INLLET 2 Model:PHB-10A | 1 | Set | 1 | SISI-DPL-382-00-12
745 | SACR-PL-SIS-043(B)-007 | 2023-01-09 | ADISH-P-PO-GE-043(B) | SISICO | South Adish Condensate Refinery | DDP Site | 7 |  | 1 | Spare Part | DV-520-957 | 1 | Pressure Gauge, Connection Size 1/2 NPT,0-25 Bar | 4 | Piece | 1
746 | SACR-PL-SIS-043(B)-007 | 2023-01-09 | ADISH-P-PO-GE-043(B) | SISICO | South Adish Condensate Refinery | DDP Site | 7 |  | 2 | Spare Part | DV-520-957 | 2 | Diaphragm Kit 6 " Deluge Valve | 1 | Piece | 1
747 | SACR-PL-SIS-043(B)-007 | 2023-01-09 | ADISH-P-PO-GE-043(B) | SISICO | South Adish Condensate Refinery | DDP Site | 7 |  | 3 | Spare Part | DV-520-958 | 3 | Diaphragm Kit 4 " Deluge Valve | 1 | Piece | 1
748 | SACR-PL-SIS-043(B)-007 | 2023-01-09 | ADISH-P-PO-GE-043(B) | SISICO | South Adish Condensate Refinery | DDP Site | 7 |  | 4 | Spare Part | DV-520-963 | 4 | Diaphragm Kit 3 " Deluge Valve | 1 | Piece | 1
749 | SACR-PL-SIS-043(B)-007 | 2023-01-09 | ADISH-P-PO-GE-043(B) | SISICO | South Adish Condensate Refinery | DDP Site | 7 |  | 5 | Spare Part | DV-520-957 | 5 | Solenoid Valve , Type 3-Way 2-Position Pilot Operated Direct Acting, Model FP06-S2-04-32-NU-V-77A-24VDC-LE-65, 24 V | 2 | Piece | 1
750 | SACR-PL-SIS-043(B)-007 | 2023-01-09 | ADISH-P-PO-GE-043(B) | SISICO | South Adish Condensate Refinery | DDP Site | 7 |  | 6 | Spare Part | DV-520-957 | 6 | Pressure Switch IP66, Type Flame Proof Enclosure Ex d , Model MA , 24V | 2 | Piece | 1
124 | SACR-PL-SIS-043(C)-001 | 2022-01-30 | ADISH-P-PO-GE-043(C) | SISICO | South Adish Condensate Refinery | DDP Site | 1 |  | 1 | Main Item | - | PIV-520-005 | Post Indicator Valve , 6", Non-Rising Stem Gate Valve | 1 | Set
125 | SACR-PL-SIS-043(C)-001 | 2022-01-30 | ADISH-P-PO-GE-043(C) | SISICO | South Adish Condensate Refinery | DDP Site | 1 |  | 1 | Main Item | - | PIV-520-013 | Post Indicator Valve , 6", Non-Rising Stem Gate Valve | 1 | Set
126 | SACR-PL-SIS-043(C)-001 | 2022-01-30 | ADISH-P-PO-GE-043(C) | SISICO | South Adish Condensate Refinery | DDP Site | 1 |  | 1 | Main Item | - | PIV-545-002 | Post Indicator Valve , 8", Non-Rising Stem Gate Valve | 1 | Set
127 | SACR-PL-SIS-043(C)-001 | 2022-01-30 | ADISH-P-PO-GE-043(C) | SISICO | South Adish Condensate Refinery | DDP Site | 1 |  | 1 | Main Item | - | PIV-545-003 | Post Indicator Valve , 8", Non-Rising Stem Gate Valve | 1 | Set
128 | SACR-PL-SIS-043(C)-001 | 2022-01-30 | ADISH-P-PO-GE-043(C) | SISICO | South Adish Condensate Refinery | DDP Site | 1 |  | 1 | Main Item | - | PIV-545-004 | Post Indicator Valve , 8", Non-Rising Stem Gate Valve | 1 | Set
129 | SACR-PL-SIS-043(C)-001 | 2022-01-30 | ADISH-P-PO-GE-043(C) | SISICO | South Adish Condensate Refinery | DDP Site | 1 |  | 1 | Main Item | - | PIV-545-005 | Post Indicator Valve , 8", Non-Rising Stem Gate Valve | 1 | Set
130 | SACR-PL-SIS-043(C)-001 | 2022-01-30 | ADISH-P-PO-GE-043(C) | SISICO | South Adish Condensate Refinery | DDP Site | 1 |  | 1 | Main Item | - | PIV-545-006 | Post Indicator Valve , 8", Non-Rising Stem Gate Valve | 1 | Set
131 | SACR-PL-SIS-043(C)-001 | 2022-01-30 | ADISH-P-PO-GE-043(C) | SISICO | South Adish Condensate Refinery | DDP Site | 1 |  | 1 | Main Item | - | PIV-545-008 | Post Indicator Valve , 8", Non-Rising Stem Gate Valve | 1 | Set
132 | SACR-PL-SIS-043(C)-001 | 2022-01-30 | ADISH-P-PO-GE-043(C) | SISICO | South Adish Condensate Refinery | DDP Site | 1 |  | 1 | Main Item | - | PIV-545-017 | Post Indicator Valve , 8", Non-Rising Stem Gate Valve | 1 | Set
133 | SACR-PL-SIS-043(C)-001 | 2022-01-30 | ADISH-P-PO-GE-043(C) | SISICO | South Adish Condensate Refinery | DDP Site | 1 |  | 1 | Main Item | - | PIV-520-008 | Post Indicator Valve , 12", Non-Rising Stem Gate Valve | 1 | Set
134 | SACR-PL-SIS-043(C)-001 | 2022-01-30 | ADISH-P-PO-GE-043(C) | SISICO | South Adish Condensate Refinery | DDP Site | 1 |  | 1 | Main Item | - | PIV-520-011 | Post Indicator Valve , 12", Non-Rising Stem Gate Valve | 1 | Set
135 | SACR-PL-SIS-043(C)-001 | 2022-01-30 | ADISH-P-PO-GE-043(C) | SISICO | South Adish Condensate Refinery | DDP Site | 1 |  | 1 | Main Item | - | PIV-545-010 | Post Indicator Valve , 10", Non-Rising Stem Gate Valve | 1 | Set
136 | SACR-PL-SIS-043(C)-001 | 2022-01-30 | ADISH-P-PO-GE-043(C) | SISICO | South Adish Condensate Refinery | DDP Site | 1 |  | 1 | Main Item | - | PIV-545-011 | Post Indicator Valve , 10", Non-Rising Stem Gate Valve | 1 | Set
137 | SACR-PL-SIS-043(C)-001 | 2022-01-30 | ADISH-P-PO-GE-043(C) | SISICO | South Adish Condensate Refinery | DDP Site | 1 |  | 1 | Main Item | - | PIV-545-042 | Post Indicator Valve , 10", Non-Rising Stem Gate Valve | 1 | Set
138 | SACR-PL-SIS-043(C)-001 | 2022-01-30 | ADISH-P-PO-GE-043(C) | SISICO | South Adish Condensate Refinery | DDP Site | 1 |  | 1 | Main Item | - | PIV-545-021 | Post Indicator Valve , 10", Non-Rising Stem Gate Valve | 1 | Set
139 | SACR-PL-SIS-043(C)-001 | 2022-01-30 | ADISH-P-PO-GE-043(C) | SISICO | South Adish Condensate Refinery | DDP Site | 1 |  | 1 | Main Item | - | PIV-545-034 | Post Indicator Valve , 10", Non-Rising Stem Gate Valve | 1 | Set
140 | SACR-PL-SIS-043(C)-001 | 2022-01-30 | ADISH-P-PO-GE-043(C) | SISICO | South Adish Condensate Refinery | DDP Site | 1 |  | 1 | Main Item | - | PIV-545-012 | Post Indicator Valve , 10", Non-Rising Stem Gate Valve | 1 | Set
141 | SACR-PL-SIS-043(C)-001 | 2022-01-30 | ADISH-P-PO-GE-043(C) | SISICO | South Adish Condensate Refinery | DDP Site | 1 |  | 1 | Main Item | - | PIV-LW | Locking Wrench for PIV , Material : Ductile Iron | 17 | PCS
142 | SACR-PL-SIS-043(C)-002 | 2022-02-06 | ADISH-P-PO-GE-043(C) | SISICO | South Adish Condensate Refinery | DDP Site | 2 |  | 1 | Main Item | - | PIV-545-013 | Post Indicator Valve , 16", Non-Rising Stem Gate Valve | 1 | Set
143 | SACR-PL-SIS-043(C)-002 | 2022-02-06 | ADISH-P-PO-GE-043(C) | SISICO | South Adish Condensate Refinery | DDP Site | 2 |  | 1 | Main Item | - | PIV-545-027 | Post Indicator Valve , 24", Non-Rising Stem Gate Valve | 1 | Set
144 | SACR-PL-SIS-043(C)-002 | 2022-02-06 | ADISH-P-PO-GE-043(C) | SISICO | South Adish Condensate Refinery | DDP Site | 2 |  | 1 | Main Item | - | PIV-545-039 | Post Indicator Valve , 24", Non-Rising Stem Gate Valve | 1 | Set
145 | SACR-PL-SIS-043(C)-002 | 2022-02-06 | ADISH-P-PO-GE-043(C) | SISICO | South Adish Condensate Refinery | DDP Site | 2 |  | 1 | Main Item | - | PIV-545-025 | Post Indicator Valve , 24", Non-Rising Stem Gate Valve | 1 | Set
146 | SACR-PL-SIS-043(C)-002 | 2022-02-06 | ADISH-P-PO-GE-043(C) | SISICO | South Adish Condensate Refinery | DDP Site | 2 |  | 1 | Main Item | - | PIV-545-022 | Post Indicator Valve , 24", Non-Rising Stem Gate Valve | 1 | Set
147 | SACR-PL-SIS-043(C)-002 | 2022-02-06 | ADISH-P-PO-GE-043(C) | SISICO | South Adish Condensate Refinery | DDP Site | 2 |  | 1 | Main Item | - | PIV-545-024 | Post Indicator Valve , 24", Non-Rising Stem Gate Valve | 1 | Set
148 | SACR-PL-SIS-043(C)-002 | 2022-02-06 | ADISH-P-PO-GE-043(C) | SISICO | South Adish Condensate Refinery | DDP Site | 2 |  | 1 | Main Item | - | PIV-545-023 | Post Indicator Valve , 24", Non-Rising Stem Gate Valve | 1 | Set
149 | SACR-PL-SIS-043(C)-002 | 2022-02-06 | ADISH-P-PO-GE-043(C) | SISICO | South Adish Condensate Refinery | DDP Site | 2 |  | 1 | Main Item | - | PIV-545-037 | Post Indicator Valve , 24", Non-Rising Stem Gate Valve | 1 | Set
150 | SACR-PL-SIS-043(C)-002 | 2022-02-06 | ADISH-P-PO-GE-043(C) | SISICO | South Adish Condensate Refinery | DDP Site | 2 |  | 1 | Main Item | - | PIV-545-036 | Post Indicator Valve , 24", Non-Rising Stem Gate Valve | 1 | Set
151 | SACR-PL-SIS-043(C)-002 | 2022-02-06 | ADISH-P-PO-GE-043(C) | SISICO | South Adish Condensate Refinery | DDP Site | 2 |  | 1 | Main Item | - | PIV-545-043 | Post Indicator Valve , 24", Non-Rising Stem Gate Valve | 1 | Set
152 | SACR-PL-SIS-043(C)-002 | 2022-02-06 | ADISH-P-PO-GE-043(C) | SISICO | South Adish Condensate Refinery | DDP Site | 2 |  | 1 | Main Item | - | PIV-520-001 | Post Indicator Valve , 24", Non-Rising Stem Gate Valve | 1 | Set
153 | SACR-PL-SIS-043(C)-002 | 2022-02-06 | ADISH-P-PO-GE-043(C) | SISICO | South Adish Condensate Refinery | DDP Site | 2 |  | 1 | Main Item | - | PIV-520-002 | Post Indicator Valve , 24", Non-Rising Stem Gate Valve | 1 | Set
154 | SACR-PL-SIS-043(C)-002 | 2022-02-06 | ADISH-P-PO-GE-043(C) | SISICO | South Adish Condensate Refinery | DDP Site | 2 |  | 1 | Main Item | - | PIV-520-003 | Post Indicator Valve , 24", Non-Rising Stem Gate Valve | 1 | Set
155 | SACR-PL-SIS-043(C)-002 | 2022-02-06 | ADISH-P-PO-GE-043(C) | SISICO | South Adish Condensate Refinery | DDP Site | 2 |  | 1 | Main Item | - | PIV-520-004 | Post Indicator Valve , 24", Non-Rising Stem Gate Valve | 1 | Set
156 | SACR-PL-SIS-043(C)-002 | 2022-02-06 | ADISH-P-PO-GE-043(C) | SISICO | South Adish Condensate Refinery | DDP Site | 2 |  | 1 | Main Item | - | PIV-520-006 | Post Indicator Valve , 24", Non-Rising Stem Gate Valve | 1 | Set
157 | SACR-PL-SIS-043(C)-002 | 2022-02-06 | ADISH-P-PO-GE-043(C) | SISICO | South Adish Condensate Refinery | DDP Site | 2 |  | 1 | Main Item | - | PIV-520-009 | Post Indicator Valve , 24", Non-Rising Stem Gate Valve | 1 | Set
158 | SACR-PL-SIS-043(C)-002 | 2022-02-06 | ADISH-P-PO-GE-043(C) | SISICO | South Adish Condensate Refinery | DDP Site | 2 |  | 1 | Main Item | - | PIV-520-016 | Post Indicator Valve , 24", Non-Rising Stem Gate Valve | 1 | Set
159 | SACR-PL-SIS-043(C)-002 | 2022-02-06 | ADISH-P-PO-GE-043(C) | SISICO | South Adish Condensate Refinery | DDP Site | 2 |  | 1 | Main Item | - | PIV-520-012 | Post Indicator Valve , 24", Non-Rising Stem Gate Valve | 1 | Set
160 | SACR-PL-SIS-043(C)-002 | 2022-02-06 | ADISH-P-PO-GE-043(C) | SISICO | South Adish Condensate Refinery | DDP Site | 2 |  | 1 | Main Item | - | PIV-520-019 | Post Indicator Valve , 24", Non-Rising Stem Gate Valve | 1 | Set
161 | SACR-PL-SIS-043(C)-002 | 2022-02-06 | ADISH-P-PO-GE-043(C) | SISICO | South Adish Condensate Refinery | DDP Site | 2 |  | 1 | Main Item | - | PIV-520-007 | Post Indicator Valve , 18", Non-Rising Stem Gate Valve | 1 | Set
162 | SACR-PL-SIS-043(C)-002 | 2022-02-06 | ADISH-P-PO-GE-043(C) | SISICO | South Adish Condensate Refinery | DDP Site | 2 |  | 1 | Main Item | - | PIV-520-010 | Post Indicator Valve , 18", Non-Rising Stem Gate Valve | 1 | Set
163 | SACR-PL-SIS-043(C)-002 | 2022-02-06 | ADISH-P-PO-GE-043(C) | SISICO | South Adish Condensate Refinery | DDP Site | 2 |  | 1 | Main Item | - | PIV-520-014 | Post Indicator Valve , 18", Non-Rising Stem Gate Valve | 1 | Set
164 | SACR-PL-SIS-043(C)-002 | 2022-02-06 | ADISH-P-PO-GE-043(C) | SISICO | South Adish Condensate Refinery | DDP Site | 2 |  | 1 | Main Item | - | PIV-520-015 | Post Indicator Valve , 18", Non-Rising Stem Gate Valve | 1 | Set
165 | SACR-PL-SIS-043(C)-002 | 2022-02-06 | ADISH-P-PO-GE-043(C) | SISICO | South Adish Condensate Refinery | DDP Site | 2 |  | 1 | Main Item | - | PIV-520-017 | Post Indicator Valve , 18", Non-Rising Stem Gate Valve | 1 | Set
166 | SACR-PL-SIS-043(C)-002 | 2022-02-06 | ADISH-P-PO-GE-043(C) | SISICO | South Adish Condensate Refinery | DDP Site | 2 |  | 1 | Main Item | - | PIV-520-018 | Post Indicator Valve , 18", Non-Rising Stem Gate Valve | 1 | Set
167 | SACR-PL-SIS-043(C)-002 | 2022-02-06 | ADISH-P-PO-GE-043(C) | SISICO | South Adish Condensate Refinery | DDP Site | 2 |  | 1 | Main Item | - | PIV-545-009 | Post Indicator Valve , 16", Non-Rising Stem Gate Valve | 1 | Set
168 | SACR-PL-SIS-043(C)-002 | 2022-02-06 | ADISH-P-PO-GE-043(C) | SISICO | South Adish Condensate Refinery | DDP Site | 2 |  | 1 | Main Item | - | PIV-545-026 | Post Indicator Valve , 16", Non-Rising Stem Gate Valve | 1 | Set
169 | SACR-PL-SIS-043(C)-002 | 2022-02-06 | ADISH-P-PO-GE-043(C) | SISICO | South Adish Condensate Refinery | DDP Site | 2 |  | 1 | Main Item | - | PIV-545-035 | Post Indicator Valve , 16", Non-Rising Stem Gate Valve | 1 | Set
170 | SACR-PL-SIS-043(C)-002 | 2022-02-06 | ADISH-P-PO-GE-043(C) | SISICO | South Adish Condensate Refinery | DDP Site | 2 |  | 1 | Main Item | - | PIV-545-038 | Post Indicator Valve , 16", Non-Rising Stem Gate Valve | 1 | Set
171 | SACR-PL-SIS-043(C)-002 | 2022-02-06 | ADISH-P-PO-GE-043(C) | SISICO | South Adish Condensate Refinery | DDP Site | 2 |  | 1 | Main Item | - | PIV-545-040 | Post Indicator Valve , 16", Non-Rising Stem Gate Valve | 1 | Set
172 | SACR-PL-SIS-043(C)-002 | 2022-02-06 | ADISH-P-PO-GE-043(C) | SISICO | South Adish Condensate Refinery | DDP Site | 2 |  | 1 | Main Item | - | PIV-545-041 | Post Indicator Valve , 16", Non-Rising Stem Gate Valve | 1 | Set
173 | SACR-PL-SIS-043(C)-002 | 2022-02-06 | ADISH-P-PO-GE-043(C) | SISICO | South Adish Condensate Refinery | DDP Site | 2 |  | 1 | Main Item | - | PIV-545-029 | Post Indicator Valve , 16", Non-Rising Stem Gate Valve | 1 | Set
174 | SACR-PL-SIS-043(C)-002 | 2022-02-06 | ADISH-P-PO-GE-043(C) | SISICO | South Adish Condensate Refinery | DDP Site | 2 |  | 1 | Main Item | - | PIV-545-030 | Post Indicator Valve , 16", Non-Rising Stem Gate Valve | 1 | Set
175 | SACR-PL-SIS-043(C)-002 | 2022-02-06 | ADISH-P-PO-GE-043(C) | SISICO | South Adish Condensate Refinery | DDP Site | 2 |  | 1 | Main Item | - | PIV-545-031 | Post Indicator Valve , 16", Non-Rising Stem Gate Valve | 1 | Set
176 | SACR-PL-SIS-043(C)-002 | 2022-02-06 | ADISH-P-PO-GE-043(C) | SISICO | South Adish Condensate Refinery | DDP Site | 2 |  | 1 | Main Item | - | PIV-545-028 | Post Indicator Valve , 16", Non-Rising Stem Gate Valve | 1 | Set
177 | SACR-PL-SIS-043(C)-002 | 2022-02-06 | ADISH-P-PO-GE-043(C) | SISICO | South Adish Condensate Refinery | DDP Site | 2 |  | 1 | Main Item | - | PIV-545-032 | Post Indicator Valve , 16", Non-Rising Stem Gate Valve | 1 | Set
178 | SACR-PL-SIS-043(C)-002 | 2022-02-06 | ADISH-P-PO-GE-043(C) | SISICO | South Adish Condensate Refinery | DDP Site | 2 |  | 1 | Main Item | - | PIV-545-020 | Post Indicator Valve , 16", Non-Rising Stem Gate Valve | 1 | Set
179 | SACR-PL-SIS-043(C)-002 | 2022-02-06 | ADISH-P-PO-GE-043(C) | SISICO | South Adish Condensate Refinery | DDP Site | 2 |  | 1 | Main Item | - | PIV-545-019 | Post Indicator Valve , 16", Non-Rising Stem Gate Valve | 1 | Set
180 | SACR-PL-SIS-043(C)-002 | 2022-02-06 | ADISH-P-PO-GE-043(C) | SISICO | South Adish Condensate Refinery | DDP Site | 2 |  | 1 | Main Item | - | PIV-545-016 | Post Indicator Valve , 16", Non-Rising Stem Gate Valve | 1 | Set
766 | SACR-PL-SIS-043(C)-002 | 2022-02-06 | ADISH-P-PO-GE-043(C) | SISICO | South Adish Condensate Refinery | DDP Site | 2 |  | 1 | Main Item | - | PIV-545-018 | Post Indicator Valve , 16", Non-Rising Stem Gate Valve | 1 | Set
767 | SACR-PL-SIS-043(C)-002 | 2022-02-06 | ADISH-P-PO-GE-043(C) | SISICO | South Adish Condensate Refinery | DDP Site | 2 |  | 1 | Main Item | - | PIV-545-014 | Post Indicator Valve , 16", Non-Rising Stem Gate Valve | 1 | Set
768 | SACR-PL-SIS-043(C)-002 | 2022-02-06 | ADISH-P-PO-GE-043(C) | SISICO | South Adish Condensate Refinery | DDP Site | 2 |  | 1 | Main Item | - | PIV-545-015 | Post Indicator Valve , 16", Non-Rising Stem Gate Valve | 1 | Set
726 | SACR-PL-SIS-043(C)-004 | 2022-12-07 | ADISH-P-PO-GE-043(C) | SISICO | South Adish Condensate Refinery | DDP Site | 4 |  | 1 | Commissioning Spare Part | PIV-520-001 | 1 | STEM LINK DUCTILE COST IRON | 3 | Set | 1
727 | SACR-PL-SIS-043(C)-004 | 2022-12-07 | ADISH-P-PO-GE-043(C) | SISICO | South Adish Condensate Refinery | DDP Site | 4 |  | 1 | Commissioning Spare Part | PIV-520-002 | 2 | GLASS FOR WINDOW FLANGE MATERIAL GLASS | 6 | Set | 1
728 | SACR-PL-SIS-043(C)-004 | 2022-12-07 | ADISH-P-PO-GE-043(C) | SISICO | South Adish Condensate Refinery | DDP Site | 4 |  | 1 | Commissioning Spare Part | PIV-520-003 | 3 | LOCKING AND OPENINGWRENCH DOCTILE CAST IRON | 3 | Set | 1
729 | SACR-PL-SIS-043(C)-004 | 2022-12-07 | ADISH-P-PO-GE-043(C) | SISICO | South Adish Condensate Refinery | DDP Site | 4 |  | 2 | Spare Part | PIV-520-002 | 4 | 24"FLANGED NRS GATE VALVE#150 FF DOCTILE IRON | 2 | Set | 1
730 | SACR-PL-SIS-043(C)-004 | 2022-12-07 | ADISH-P-PO-GE-043(C) | SISICO | South Adish Condensate Refinery | DDP Site | 4 |  | 2 | Spare Part | PIV-520-007 | 5 | 18"FLANGED NRS GATE VALVE#150 FF DOCTILE IRON | 1 | Set | 1
731 | SACR-PL-SIS-043(C)-004 | 2022-12-07 | ADISH-P-PO-GE-043(C) | SISICO | South Adish Condensate Refinery | DDP Site | 4 |  | 2 | Spare Part | PIV-545-013 | 6 | 16"FLANGED NRS GATE VALVE#150 FF DOCTILE IRON | 1 | Set | 1
732 | SACR-PL-SIS-043(C)-004 | 2022-12-07 | ADISH-P-PO-GE-043(C) | SISICO | South Adish Condensate Refinery | DDP Site | 4 |  | 2 | Spare Part | PIV-520-008 | 7 | 12"FLANGED NRS GATE VALVE#150 FF DOCTILE IRON | 1 | Set | 1
733 | SACR-PL-SIS-043(C)-004 | 2022-12-07 | ADISH-P-PO-GE-043(C) | SISICO | South Adish Condensate Refinery | DDP Site | 4 |  | 2 | Spare Part | PIV-545-011 | 8 | 10"FLANGED NRS GATE VALVE#150 FF DOCTILE IRON | 1 | Set | 1
734 | SACR-PL-SIS-043(C)-004 | 2022-12-07 | ADISH-P-PO-GE-043(C) | SISICO | South Adish Condensate Refinery | DDP Site | 4 |  | 2 | Spare Part | PIV-545-002 | 9 | 8"FLANGED NRS GATE VALVE#150 FF DOCTILE IRON | 1 | Set | 1
735 | SACR-PL-SIS-043(C)-004 | 2022-12-07 | ADISH-P-PO-GE-043(C) | SISICO | South Adish Condensate Refinery | DDP Site | 4 |  | 2 | Spare Part | PIV-520-005 | 10 | 6"FLANGED NRS GATE VALVE#150 FF DOCTILE IRON | 1 | Set | 1
736 | SACR-PL-SIS-043(C)-004 | 2022-12-07 | ADISH-P-PO-GE-043(C) | SISICO | South Adish Condensate Refinery | DDP Site | 4 |  | 2 | Spare Part | PIV-520-002 | 11 | POST INDICATOR DUCILE IRON | 6 | Set | 1
759 | SACR-PL-SIS-043(C)-005 | 2023-02-12 | ADISH-P-PO-GE-043(C) | SISICO | South Adish Condensate Refinery | DDP Site | 5 |  | 1 | Commissioning Spare Part | PIV-520-001 | 01 | Pressure Gauge | 2 | Piece | 1
760 | SACR-PL-SIS-043(C)-005 | 2023-02-12 | ADISH-P-PO-GE-043(C) | SISICO | South Adish Condensate Refinery | DDP Site | 5 |  | 2 | Commissioning Spare Part | PIV-520-001 | 02 | Gasket 8" | 2 | Piece | 1
761 | SACR-PL-SIS-043(C)-005 | 2023-02-12 | ADISH-P-PO-GE-043(C) | SISICO | South Adish Condensate Refinery | DDP Site | 5 |  | 3 | Commissioning Spare Part | PIV-520-001 | 03 | Gasket 6" | 2 | Piece | 1
762 | SACR-PL-SIS-043(C)-005 | 2023-02-12 | ADISH-P-PO-GE-043(C) | SISICO | South Adish Condensate Refinery | DDP Site | 5 |  | 4 | Commissioning Spare Part | PIV-520-001 | 04 | Gasket 4" | 2 | Piece | 1
763 | SACR-PL-SIS-043(C)-005 | 2023-02-12 | ADISH-P-PO-GE-043(C) | SISICO | South Adish Condensate Refinery | DDP Site | 5 |  | 5 | Commissioning Spare Part | PIV-520-001 | 05 | Gasket 3" | 2 | Piece | 1
764 | SACR-PL-SIS-043(C)-005 | 2023-02-12 | ADISH-P-PO-GE-043(C) | SISICO | South Adish Condensate Refinery | DDP Site | 5 |  | 6 | Commissioning Spare Part | PIV-520-001 | 06 | Gasket 2" | 2 | Piece | 1
765 | SACR-PL-SIS-043(C)-005 | 2023-02-12 | ADISH-P-PO-GE-043(C) | SISICO | South Adish Condensate Refinery | DDP Site | 5 |  | 7 | Commissioning Spare Part | PIV-520-001 | 07 | Ball Valve 2" Class 150 | 2 | Piece | 1
31 | SACR-PL-SIS-044-001 | 2022-01-18 | ADISH-P-PO-GE-044 | SISICO | SISICO | DDP Site | 1 |  | 1 | Main Item | - | FH-501-001 | Fire Water Hydrant For CDU | 1 | Piece |  | یک عدد بدون تگ
32 | SACR-PL-SIS-044-001 | 2022-01-18 | ADISH-P-PO-GE-044 | SISICO | SISICO | DDP Site | 1 |  | 1 | Main Item | - | FH-501-001 | Fire Water Hydrant For CDU | 1 | Piece |  | یک عدد بدون تگ
33 | SACR-PL-SIS-044-001 | 2022-01-18 | ADISH-P-PO-GE-044 | SISICO | SISICO | DDP Site | 1 |  | 1 | Main Item | - | FH-501-002 | Fire Water Hydrant For CDU | 1 | Piece
34 | SACR-PL-SIS-044-001 | 2022-01-18 | ADISH-P-PO-GE-044 | SISICO | SISICO | DDP Site | 1 |  | 1 | Main Item | - | FH-501-003 | Fire Water Hydrant For CDU | 1 | Piece
35 | SACR-PL-SIS-044-001 | 2022-01-18 | ADISH-P-PO-GE-044 | SISICO | SISICO | DDP Site | 1 |  | 1 | Main Item | - | FH-501-004 | Fire Water Hydrant For CDU | 1 | Piece
36 | SACR-PL-SIS-044-001 | 2022-01-18 | ADISH-P-PO-GE-044 | SISICO | SISICO | DDP Site | 1 |  | 1 | Main Item | - | FH-501-007 | Fire Water Hydrant For CDU | 1 | Piece
37 | SACR-PL-SIS-044-001 | 2022-01-18 | ADISH-P-PO-GE-044 | SISICO | SISICO | DDP Site | 1 |  | 1 | Main Item | - | FH-502-001 | Fire Water Hydrant For NHT | 1 | Piece
38 | SACR-PL-SIS-044-001 | 2022-01-18 | ADISH-P-PO-GE-044 | SISICO | SISICO | DDP Site | 1 |  | 1 | Main Item | - | FH-502-002 | Fire Water Hydrant For NHT | 1 | Piece
39 | SACR-PL-SIS-044-001 | 2022-01-18 | ADISH-P-PO-GE-044 | SISICO | SISICO | DDP Site | 1 |  | 1 | Main Item | - | FH-502-003 | Fire Water Hydrant For NHT | 1 | Piece
40 | SACR-PL-SIS-044-001 | 2022-01-18 | ADISH-P-PO-GE-044 | SISICO | SISICO | DDP Site | 1 |  | 1 | Main Item | - | FH-502-004 | Fire Water Hydrant For NHT | 1 | Piece
41 | SACR-PL-SIS-044-001 | 2022-01-18 | ADISH-P-PO-GE-044 | SISICO | SISICO | DDP Site | 1 |  | 1 | Main Item | - | FH-502-005 | Fire Water Hydrant For NHT | 1 | Piece
42 | SACR-PL-SIS-044-001 | 2022-01-18 | ADISH-P-PO-GE-044 | SISICO | SISICO | DDP Site | 1 |  | 1 | Main Item | - | FH-502-006 | Fire Water Hydrant For NHT | 1 | Piece
43 | SACR-PL-SIS-044-001 | 2022-01-18 | ADISH-P-PO-GE-044 | SISICO | SISICO | DDP Site | 1 |  | 1 | Main Item | - | FH-505-003 | Fire Water Hydrant For LPG/LPT | 1 | Piece
44 | SACR-PL-SIS-044-001 | 2022-01-18 | ADISH-P-PO-GE-044 | SISICO | SISICO | DDP Site | 1 |  | 1 | Main Item | - | FH-505-004 | Fire Water Hydrant For LPG/LPT | 1 | Piece
45 | SACR-PL-SIS-044-001 | 2022-01-18 | ADISH-P-PO-GE-044 | SISICO | SISICO | DDP Site | 1 |  | 1 | Main Item | - | FH-505-005 | Fire Water Hydrant For LPG/LPT | 1 | Piece
46 | SACR-PL-SIS-044-001 | 2022-01-18 | ADISH-P-PO-GE-044 | SISICO | SISICO | DDP Site | 1 |  | 1 | Main Item | - | FH-505-006 | Fire Water Hydrant For LPG/LPT | 1 | Piece
47 | SACR-PL-SIS-044-001 | 2022-01-18 | ADISH-P-PO-GE-044 | SISICO | SISICO | DDP Site | 1 |  | 1 | Main Item | - | FH-505-007 | Fire Water Hydrant For LPG/LPT | 1 | Piece
48 | SACR-PL-SIS-044-001 | 2022-01-18 | ADISH-P-PO-GE-044 | SISICO | SISICO | DDP Site | 1 |  | 1 | Main Item | - | FH-509-001 | Fire Water Hydrant For AMN/SWS | 1 | Piece
49 | SACR-PL-SIS-044-001 | 2022-01-18 | ADISH-P-PO-GE-044 | SISICO | SISICO | DDP Site | 1 |  | 1 | Main Item | - | FH-509-002 | Fire Water Hydrant For AMN/SWS | 1 | Piece
50 | SACR-PL-SIS-044-001 | 2022-01-18 | ADISH-P-PO-GE-044 | SISICO | SISICO | DDP Site | 1 |  | 1 | Main Item | - | FH-509-003 | Fire Water Hydrant For AMN/SWS | 1 | Piece
51 | SACR-PL-SIS-044-001 | 2022-01-18 | ADISH-P-PO-GE-044 | SISICO | SISICO | DDP Site | 1 |  | 1 | Main Item | - | FH-509-004 | Fire Water Hydrant For AMN/SWS | 1 | Piece
52 | SACR-PL-SIS-044-001 | 2022-01-18 | ADISH-P-PO-GE-044 | SISICO | SISICO | DDP Site | 1 |  | 1 | Main Item | - | FH-509-005 | Fire Water Hydrant For AMN/SWS | 1 | Piece
53 | SACR-PL-SIS-044-001 | 2022-01-18 | ADISH-P-PO-GE-044 | SISICO | SISICO | DDP Site | 1 |  | 1 | Main Item | - | FH-516-001 | Fire Water Hydrant For MDH | 1 | Piece
54 | SACR-PL-SIS-044-001 | 2022-01-18 | ADISH-P-PO-GE-044 | SISICO | SISICO | DDP Site | 1 |  | 1 | Main Item | - | FH-516-002 | Fire Water Hydrant For MDH | 1 | Piece
55 | SACR-PL-SIS-044-001 | 2022-01-18 | ADISH-P-PO-GE-044 | SISICO | SISICO | DDP Site | 1 |  | 1 | Main Item | - | FH-516-003 | Fire Water Hydrant For MDH | 1 | Piece
56 | SACR-PL-SIS-044-001 | 2022-01-18 | ADISH-P-PO-GE-044 | SISICO | SISICO | DDP Site | 1 |  | 1 | Main Item | - | FH-520-001 | Fire Water Hydrant For TNK | 1 | Piece
57 | SACR-PL-SIS-044-001 | 2022-01-18 | ADISH-P-PO-GE-044 | SISICO | SISICO | DDP Site | 1 |  | 1 | Main Item | - | FH-530-002 | Fire Water Hydrant For TNK | 1 | Piece
58 | SACR-PL-SIS-044-001 | 2022-01-18 | ADISH-P-PO-GE-044 | SISICO | SISICO | DDP Site | 1 |  | 1 | Main Item | - | FH-545-001 | Fire Water Hydrant For Utility/Offsite | 1 | Piece
59 | SACR-PL-SIS-044-001 | 2022-01-18 | ADISH-P-PO-GE-044 | SISICO | SISICO | DDP Site | 1 |  | 1 | Main Item | - | FH-545-002 | Fire Water Hydrant For Utility/Offsite | 1 | Piece
60 | SACR-PL-SIS-044-001 | 2022-01-18 | ADISH-P-PO-GE-044 | SISICO | SISICO | DDP Site | 1 |  | 1 | Main Item | - | FH-545-003 | Fire Water Hydrant For Utility/Offsite | 1 | Piece
61 | SACR-PL-SIS-044-001 | 2022-01-18 | ADISH-P-PO-GE-044 | SISICO | SISICO | DDP Site | 1 |  | 1 | Main Item | - | FH-545-004 | Fire Water Hydrant For Utility/Offsite | 1 | Piece
62 | SACR-PL-SIS-044-001 | 2022-01-18 | ADISH-P-PO-GE-044 | SISICO | SISICO | DDP Site | 1 |  | 1 | Main Item | - | FH-545-005 | Fire Water Hydrant For Utility/Offsite | 1 | Piece
63 | SACR-PL-SIS-044-001 | 2022-01-18 | ADISH-P-PO-GE-044 | SISICO | SISICO | DDP Site | 1 |  | 1 | Main Item | - | FH-545-006 | Fire Water Hydrant For Utility/Offsite | 1 | Piece
64 | SACR-PL-SIS-044-001 | 2022-01-18 | ADISH-P-PO-GE-044 | SISICO | SISICO | DDP Site | 1 |  | 1 | Main Item | - | FH-545-007 | Fire Water Hydrant For Utility/Offsite | 1 | Piece
65 | SACR-PL-SIS-044-001 | 2022-01-18 | ADISH-P-PO-GE-044 | SISICO | SISICO | DDP Site | 1 |  | 1 | Main Item | - | FH-545-008 | Fire Water Hydrant For Utility/Offsite | 1 | Piece
66 | SACR-PL-SIS-044-001 | 2022-01-18 | ADISH-P-PO-GE-044 | SISICO | SISICO | DDP Site | 1 |  | 1 | Main Item | - | FH-545-009 | Fire Water Hydrant For Utility/Offsite | 1 | Piece
67 | SACR-PL-SIS-044-001 | 2022-01-18 | ADISH-P-PO-GE-044 | SISICO | SISICO | DDP Site | 1 |  | 1 | Main Item | - | FH-545-011 | Fire Water Hydrant For Utility/Offsite | 1 | Piece
68 | SACR-PL-SIS-044-001 | 2022-01-18 | ADISH-P-PO-GE-044 | SISICO | SISICO | DDP Site | 1 |  | 1 | Main Item | - | FH-545-012 | Fire Water Hydrant For Utility/Offsite | 1 | Piece
69 | SACR-PL-SIS-044-001 | 2022-01-18 | ADISH-P-PO-GE-044 | SISICO | SISICO | DDP Site | 1 |  | 1 | Main Item | - | FH-545-013 | Fire Water Hydrant For Utility/Offsite | 1 | Piece
70 | SACR-PL-SIS-044-001 | 2022-01-18 | ADISH-P-PO-GE-044 | SISICO | SISICO | DDP Site | 1 |  | 1 | Main Item | - | FH-545-017 | Fire Water Hydrant For Utility/Offsite | 1 | Piece
196 | SACR-PL-SIS-044-002 | 2022-02-26 | ADISH-P-PO-GE-044 | SISICO | SISICO | DDP Site | 2 |  | 1 | Main Item | - | Foam-AFFF-3% | Foam 3% AFFF | 16600 | Liter
197 | SACR-PL-SIS-044-002 | 2022-02-26 | ADISH-P-PO-GE-044 | SISICO | SISICO | DDP Site | 2 |  | 1 | Main Item | - | Foam-AFFF-3% | Foam 3% AFFF | 100 | Liter
198 | SACR-PL-SIS-044-002 | 2022-02-26 | ADISH-P-PO-GE-044 | SISICO | SISICO | DDP Site | 2 |  | 1 | Main Item | - | Foam-AFFF-3% | Foam 3% AFFF | 40 | Liter
199 | SACR-PL-SIS-044-002 | 2022-02-26 | ADISH-P-PO-GE-044 | SISICO | SISICO | DDP Site | 2 |  | 1 | Main Item | - | Foam-AFFF-3% | Foam 3% AFFF | 20 | Liter
200 | SACR-PL-SIS-044-002 | 2022-02-26 | ADISH-P-PO-GE-044 | SISICO | SISICO | DDP Site | 2 |  | 1 | Main Item | - | Foam-AFFF-3% | Foam 3% AFFF | 20 | Liter
442 | SACR-PL-SIS-044-003 | 2022-07-12 | ADISH-P-PO-GE-044 | SISICO | SISICO | DDP Site | 3 |  | 1 | Main Item | - | FHB-501-001 | Foam Hose Box For CDU | 1 | Piece | 100
443 | SACR-PL-SIS-044-003 | 2022-07-12 | ADISH-P-PO-GE-044 | SISICO | SISICO | DDP Site | 3 |  | 1 | Main Item | - | FHB-501-002 | Foam Hose Box For CDU | 1 | Piece | 100
444 | SACR-PL-SIS-044-003 | 2022-07-12 | ADISH-P-PO-GE-044 | SISICO | SISICO | DDP Site | 3 |  | 1 | Main Item | - | FHB-501-003 | Foam Hose Box For CDU | 1 | Piece | 100
445 | SACR-PL-SIS-044-003 | 2022-07-12 | ADISH-P-PO-GE-044 | SISICO | SISICO | DDP Site | 3 |  | 1 | Main Item | - | FHB-501-004 | Foam Hose Box For CDU | 1 | Piece | 100
446 | SACR-PL-SIS-044-003 | 2022-07-12 | ADISH-P-PO-GE-044 | SISICO | SISICO | DDP Site | 3 |  | 1 | Main Item | - | FHB-501-005 | Foam Hose Box For CDU | 1 | Piece | 100
447 | SACR-PL-SIS-044-003 | 2022-07-12 | ADISH-P-PO-GE-044 | SISICO | SISICO | DDP Site | 3 |  | 1 | Main Item | - | FHB-502-001 | Foam Hose Box For NHT | 1 | Piece | 100
448 | SACR-PL-SIS-044-003 | 2022-07-12 | ADISH-P-PO-GE-044 | SISICO | SISICO | DDP Site | 3 |  | 1 | Main Item | - | FHB-502-002 | Foam Hose Box For NHT | 1 | Piece | 100
449 | SACR-PL-SIS-044-003 | 2022-07-12 | ADISH-P-PO-GE-044 | SISICO | SISICO | DDP Site | 3 |  | 1 | Main Item | - | FHB-502-003 | Foam Hose Box For NHT | 1 | Piece | 100
450 | SACR-PL-SIS-044-003 | 2022-07-12 | ADISH-P-PO-GE-044 | SISICO | SISICO | DDP Site | 3 |  | 1 | Main Item | - | FHB-502-004 | Foam Hose Box For NHT | 1 | Piece | 100
451 | SACR-PL-SIS-044-003 | 2022-07-12 | ADISH-P-PO-GE-044 | SISICO | SISICO | DDP Site | 3 |  | 1 | Main Item | - | FHB-516-001 | Foam Hose Box For MDH | 1 | Piece | 100
452 | SACR-PL-SIS-044-003 | 2022-07-12 | ADISH-P-PO-GE-044 | SISICO | SISICO | DDP Site | 3 |  | 1 | Main Item | - | FHB-516-002 | Foam Hose Box For MDH | 1 | Piece | 100
453 | SACR-PL-SIS-044-003 | 2022-07-12 | ADISH-P-PO-GE-044 | SISICO | SISICO | DDP Site | 3 |  | 1 | Main Item | - | FHB-516-003 | Foam Hose Box For MDH | 1 | Piece | 100
454 | SACR-PL-SIS-044-003 | 2022-07-12 | ADISH-P-PO-GE-044 | SISICO | SISICO | DDP Site | 3 |  | 1 | Main Item | - | FHB-516-004 | Foam Hose Box For MDH | 1 | Piece | 100
455 | SACR-PL-SIS-044-003 | 2022-07-12 | ADISH-P-PO-GE-044 | SISICO | SISICO | DDP Site | 3 |  | 1 | Main Item | - | FHB-520-001 | Foam Hose Box For TNK | 1 | Piece | 100
456 | SACR-PL-SIS-044-003 | 2022-07-12 | ADISH-P-PO-GE-044 | SISICO | SISICO | DDP Site | 3 |  | 1 | Main Item | - | FHB-520-002 | Foam Hose Box For TNK | 1 | Piece | 100
457 | SACR-PL-SIS-044-003 | 2022-07-12 | ADISH-P-PO-GE-044 | SISICO | SISICO | DDP Site | 3 |  | 1 | Main Item | - | FHB-520-003 | Foam Hose Box For TNK | 1 | Piece | 100
458 | SACR-PL-SIS-044-003 | 2022-07-12 | ADISH-P-PO-GE-044 | SISICO | SISICO | DDP Site | 3 |  | 1 | Main Item | - | FHB-520-004 | Foam Hose Box For TNK | 1 | Piece | 100
459 | SACR-PL-SIS-044-003 | 2022-07-12 | ADISH-P-PO-GE-044 | SISICO | SISICO | DDP Site | 3 |  | 1 | Main Item | - | FHB-520-005 | Foam Hose Box For TNK | 1 | Piece | 100
460 | SACR-PL-SIS-044-003 | 2022-07-12 | ADISH-P-PO-GE-044 | SISICO | SISICO | DDP Site | 3 |  | 1 | Main Item | - | FHB-520-006 | Foam Hose Box For TNK | 1 | Piece | 100
461 | SACR-PL-SIS-044-003 | 2022-07-12 | ADISH-P-PO-GE-044 | SISICO | SISICO | DDP Site | 3 |  | 1 | Main Item | - | FHB-520-007 | Foam Hose Box For TNK | 1 | Piece | 100
462 | SACR-PL-SIS-044-003 | 2022-07-12 | ADISH-P-PO-GE-044 | SISICO | SISICO | DDP Site | 3 |  | 1 | Main Item | - | FHB-520-008 | Foam Hose Box For TNK | 1 | Piece | 100
463 | SACR-PL-SIS-044-003 | 2022-07-12 | ADISH-P-PO-GE-044 | SISICO | SISICO | DDP Site | 3 |  | 1 | Main Item | - | FHB-520-009 | Foam Hose Box For TNK | 1 | Piece | 100
464 | SACR-PL-SIS-044-003 | 2022-07-12 | ADISH-P-PO-GE-044 | SISICO | SISICO | DDP Site | 3 |  | 1 | Main Item | - | FHB-545-001 | Foam Hose Box For Utility/Offsite | 1 | Piece | 100
465 | SACR-PL-SIS-044-003 | 2022-07-12 | ADISH-P-PO-GE-044 | SISICO | SISICO | DDP Site | 3 |  | 1 | Main Item | - | FHB-520-010 | Foam Hose Box For TNK | 1 | Piece | 100
466 | SACR-PL-SIS-044-003 | 2022-07-12 | ADISH-P-PO-GE-044 | SISICO | SISICO | DDP Site | 3 |  | 1 | Main Item | - | FHB-520-011 | Foam Hose Box For TNK | 1 | Piece | 100
467 | SACR-PL-SIS-044-003 | 2022-07-12 | ADISH-P-PO-GE-044 | SISICO | SISICO | DDP Site | 3 |  | 1 | Main Item | - | FHB-520-012 | Foam Hose Box For TNK | 1 | Piece | 100
468 | SACR-PL-SIS-044-003 | 2022-07-12 | ADISH-P-PO-GE-044 | SISICO | SISICO | DDP Site | 3 |  | 1 | Main Item | - | FHB-520-013 | Foam Hose Box For TNK | 1 | Piece | 100
469 | SACR-PL-SIS-044-003 | 2022-07-12 | ADISH-P-PO-GE-044 | SISICO | SISICO | DDP Site | 3 |  | 1 | Main Item | - | FHB-520-014 | Foam Hose Box For TNK | 1 | Piece | 100
470 | SACR-PL-SIS-044-003 | 2022-07-12 | ADISH-P-PO-GE-044 | SISICO | SISICO | DDP Site | 3 |  | 1 | Main Item | - | FHB-520-015 | Foam Hose Box For TNK | 1 | Piece | 100
471 | SACR-PL-SIS-044-003 | 2022-07-12 | ADISH-P-PO-GE-044 | SISICO | SISICO | DDP Site | 3 |  | 1 | Main Item | - | FHB-520-016 | Foam Hose Box For TNK | 1 | Piece | 100
472 | SACR-PL-SIS-044-003 | 2022-07-12 | ADISH-P-PO-GE-044 | SISICO | SISICO | DDP Site | 3 |  | 1 | Main Item | - | FHB-520-017 | Foam Hose Box For TNK | 1 | Piece | 100
473 | SACR-PL-SIS-044-003 | 2022-07-12 | ADISH-P-PO-GE-044 | SISICO | SISICO | DDP Site | 3 |  | 1 | Main Item | - | FHB-520-018 | Foam Hose Box For TNK | 1 | Piece | 100
474 | SACR-PL-SIS-044-003 | 2022-07-12 | ADISH-P-PO-GE-044 | SISICO | SISICO | DDP Site | 3 |  | 1 | Main Item | - | FHB-520-019 | Foam Hose Box For TNK | 1 | Piece | 100
475 | SACR-PL-SIS-044-003 | 2022-07-12 | ADISH-P-PO-GE-044 | SISICO | SISICO | DDP Site | 3 |  | 1 | Main Item | - | FHB-520-020 | Foam Hose Box For TNK | 1 | Piece | 100
476 | SACR-PL-SIS-044-003 | 2022-07-12 | ADISH-P-PO-GE-044 | SISICO | SISICO | DDP Site | 3 |  | 1 | Main Item | - | FHB-520-021 | Foam Hose Box For TNK | 1 | Piece | 100
477 | SACR-PL-SIS-044-003 | 2022-07-12 | ADISH-P-PO-GE-044 | SISICO | SISICO | DDP Site | 3 |  | 1 | Main Item | - | FHB-520-022 | Foam Hose Box For TNK | 1 | Piece | 100
478 | SACR-PL-SIS-044-003 | 2022-07-12 | ADISH-P-PO-GE-044 | SISICO | SISICO | DDP Site | 3 |  | 1 | Main Item | - | FHB-520-023 | Foam Hose Box For TNK | 1 | Piece | 100
479 | SACR-PL-SIS-044-003 | 2022-07-12 | ADISH-P-PO-GE-044 | SISICO | SISICO | DDP Site | 3 |  | 1 | Main Item | - | FHB-520-025 | Foam Hose Box For TNK | 1 | Piece | 100
480 | SACR-PL-SIS-044-003 | 2022-07-12 | ADISH-P-PO-GE-044 | SISICO | SISICO | DDP Site | 3 |  | 1 | Main Item | - | FHB-520-027 | Foam Hose Box For TNK | 1 | Piece | 100
481 | SACR-PL-SIS-044-003 | 2022-07-12 | ADISH-P-PO-GE-044 | SISICO | SISICO | DDP Site | 3 |  | 1 | Main Item | - | FHB-520-028 | Foam Hose Box For TNK | 1 | Piece | 100
482 | SACR-PL-SIS-044-003 | 2022-07-12 | ADISH-P-PO-GE-044 | SISICO | SISICO | DDP Site | 3 |  | 1 | Main Item | - | FHB-520-029 | Foam Hose Box For TNK | 1 | Piece | 100
483 | SACR-PL-SIS-044-003 | 2022-07-12 | ADISH-P-PO-GE-044 | SISICO | SISICO | DDP Site | 3 |  | 1 | Main Item | - | FHB-520-030 | Foam Hose Box For TNK | 1 | Piece | 100
484 | SACR-PL-SIS-044-003 | 2022-07-12 | ADISH-P-PO-GE-044 | SISICO | SISICO | DDP Site | 3 |  | 1 | Main Item | - | FHB-520-031 | Foam Hose Box For TNK | 1 | Piece | 100
485 | SACR-PL-SIS-044-003 | 2022-07-12 | ADISH-P-PO-GE-044 | SISICO | SISICO | DDP Site | 3 |  | 1 | Main Item | - | FHB-520-032 | Foam Hose Box For TNK | 1 | Piece | 100
486 | SACR-PL-SIS-044-003 | 2022-07-12 | ADISH-P-PO-GE-044 | SISICO | SISICO | DDP Site | 3 |  | 1 | Main Item | - | FHB-520-001 | Foam Hose Box For TNK | 1 | Piece | 100
487 | SACR-PL-SIS-044-003 | 2022-07-12 | ADISH-P-PO-GE-044 | SISICO | SISICO | DDP Site | 3 |  | 1 | Main Item | - | FHB-520-002 | Foam Hose Box For TNK | 1 | Piece
488 | SACR-PL-SIS-044-004 | 2022-07-13 | ADISH-P-PO-GE-044 | SISICO | SISICO | DDP Site | 4 |  | 1 | Main Item | - | HB-501-001 | Hose Box For CDU | 1 | Piece | 100
489 | SACR-PL-SIS-044-004 | 2022-07-13 | ADISH-P-PO-GE-044 | SISICO | SISICO | DDP Site | 4 |  | 1 | Main Item | - | HB-501-002 | Hose Box For CDU | 1 | Piece | 100
490 | SACR-PL-SIS-044-004 | 2022-07-13 | ADISH-P-PO-GE-044 | SISICO | SISICO | DDP Site | 4 |  | 1 | Main Item | - | HB-501-003 | Hose Box For CDU | 1 | Piece | 100
491 | SACR-PL-SIS-044-004 | 2022-07-13 | ADISH-P-PO-GE-044 | SISICO | SISICO | DDP Site | 4 |  | 1 | Main Item | - | HB-501-004 | Hose Box For CDU | 1 | Piece | 100
492 | SACR-PL-SIS-044-004 | 2022-07-13 | ADISH-P-PO-GE-044 | SISICO | SISICO | DDP Site | 4 |  | 1 | Main Item | - | HB-505-001 | Hose Box For LPG/LPT | 1 | Piece | 100
493 | SACR-PL-SIS-044-004 | 2022-07-13 | ADISH-P-PO-GE-044 | SISICO | SISICO | DDP Site | 4 |  | 1 | Main Item | - | HB-505-001 | Hose Box For LPG/LPT | 1 | Piece | 100
494 | SACR-PL-SIS-044-004 | 2022-07-13 | ADISH-P-PO-GE-044 | SISICO | SISICO | DDP Site | 4 |  | 1 | Main Item | - | HB-505-002 | Hose Box For LPG/LPT | 1 | Piece | 100
495 | SACR-PL-SIS-044-004 | 2022-07-13 | ADISH-P-PO-GE-044 | SISICO | SISICO | DDP Site | 4 |  | 1 | Main Item | - | HB-505-003 | Hose Box For LPG/LPT | 1 | Piece | 100
496 | SACR-PL-SIS-044-004 | 2022-07-13 | ADISH-P-PO-GE-044 | SISICO | SISICO | DDP Site | 4 |  | 1 | Main Item | - | HB-505-004 | Hose Box For LPG/LPT | 1 | Piece | 100
497 | SACR-PL-SIS-044-004 | 2022-07-13 | ADISH-P-PO-GE-044 | SISICO | SISICO | DDP Site | 4 |  | 1 | Main Item | - | HB-505-005 | Hose Box For LPG/LPT | 1 | Piece | 100
498 | SACR-PL-SIS-044-004 | 2022-07-13 | ADISH-P-PO-GE-044 | SISICO | SISICO | DDP Site | 4 |  | 1 | Main Item | - | HB-505-006 | Hose Box For LPG/LPT | 1 | Piece | 100
499 | SACR-PL-SIS-044-004 | 2022-07-13 | ADISH-P-PO-GE-044 | SISICO | SISICO | DDP Site | 4 |  | 1 | Main Item | - | HB-505-007 | Hose Box For LPG/LPT | 1 | Piece | 100
500 | SACR-PL-SIS-044-004 | 2022-07-13 | ADISH-P-PO-GE-044 | SISICO | SISICO | DDP Site | 4 |  | 1 | Main Item | - | HB-502-001 | Hose Box For NHT | 1 | Piece | 100
501 | SACR-PL-SIS-044-004 | 2022-07-13 | ADISH-P-PO-GE-044 | SISICO | SISICO | DDP Site | 4 |  | 1 | Main Item | - | HB-502-002 | Hose Box For NHT | 1 | Piece | 100
502 | SACR-PL-SIS-044-004 | 2022-07-13 | ADISH-P-PO-GE-044 | SISICO | SISICO | DDP Site | 4 |  | 1 | Main Item | - | HB-502-003 | Hose Box For NHT | 1 | Piece | 100
503 | SACR-PL-SIS-044-004 | 2022-07-13 | ADISH-P-PO-GE-044 | SISICO | SISICO | DDP Site | 4 |  | 1 | Main Item | - | HB-502-004 | Hose Box For NHT | 1 | Piece | 100
504 | SACR-PL-SIS-044-004 | 2022-07-13 | ADISH-P-PO-GE-044 | SISICO | SISICO | DDP Site | 4 |  | 1 | Main Item | - | HB-502-005 | Hose Box For NHT | 1 | Piece | 100
505 | SACR-PL-SIS-044-004 | 2022-07-13 | ADISH-P-PO-GE-044 | SISICO | SISICO | DDP Site | 4 |  | 1 | Main Item | - | HB-502-006 | Hose Box For NHT | 1 | Piece | 100
506 | SACR-PL-SIS-044-004 | 2022-07-13 | ADISH-P-PO-GE-044 | SISICO | SISICO | DDP Site | 4 |  | 1 | Main Item | - | HB-516-001 | Hose Box For MDH | 1 | Piece | 100
507 | SACR-PL-SIS-044-004 | 2022-07-13 | ADISH-P-PO-GE-044 | SISICO | SISICO | DDP Site | 4 |  | 1 | Main Item | - | HB-516-002 | Hose Box For MDH | 1 | Piece | 100
508 | SACR-PL-SIS-044-004 | 2022-07-13 | ADISH-P-PO-GE-044 | SISICO | SISICO | DDP Site | 4 |  | 1 | Main Item | - | HB-516-003 | Hose Box For MDH | 1 | Piece | 100
509 | SACR-PL-SIS-044-004 | 2022-07-13 | ADISH-P-PO-GE-044 | SISICO | SISICO | DDP Site | 4 |  | 1 | Main Item | - | HB-509-001 | Hose Box For AMN/SWS | 1 | Piece | 100
510 | SACR-PL-SIS-044-004 | 2022-07-13 | ADISH-P-PO-GE-044 | SISICO | SISICO | DDP Site | 4 |  | 1 | Main Item | - | HB-509-002 | Hose Box For AMN/SWS | 1 | Piece | 100
511 | SACR-PL-SIS-044-004 | 2022-07-13 | ADISH-P-PO-GE-044 | SISICO | SISICO | DDP Site | 4 |  | 1 | Main Item | - | HB-509-003 | Hose Box For AMN/SWS | 1 | Piece | 100
512 | SACR-PL-SIS-044-004 | 2022-07-13 | ADISH-P-PO-GE-044 | SISICO | SISICO | DDP Site | 4 |  | 1 | Main Item | - | HB-509-004 | Hose Box For AMN/SWS | 1 | Piece | 100
513 | SACR-PL-SIS-044-004 | 2022-07-13 | ADISH-P-PO-GE-044 | SISICO | SISICO | DDP Site | 4 |  | 1 | Main Item | - | HB-509-005 | Hose Box For AMN/SWS | 1 | Piece | 100
514 | SACR-PL-SIS-044-004 | 2022-07-13 | ADISH-P-PO-GE-044 | SISICO | SISICO | DDP Site | 4 |  | 1 | Main Item | - | HB-509-006 | Hose Box For AMN/SWS | 1 | Piece | 100
515 | SACR-PL-SIS-044-004 | 2022-07-13 | ADISH-P-PO-GE-044 | SISICO | SISICO | DDP Site | 4 |  | 1 | Main Item | - | HB-520-001 | Hose Box For TNK | 1 | Piece | 100
516 | SACR-PL-SIS-044-004 | 2022-07-13 | ADISH-P-PO-GE-044 | SISICO | SISICO | DDP Site | 4 |  | 1 | Main Item | - | HB-530-001 | Hose Box For TNK | 1 | Piece | 100
517 | SACR-PL-SIS-044-004 | 2022-07-13 | ADISH-P-PO-GE-044 | SISICO | SISICO | DDP Site | 4 |  | 1 | Main Item | - | HB-530-002 | Hose Box For TNK | 1 | Piece | 100
518 | SACR-PL-SIS-044-004 | 2022-07-13 | ADISH-P-PO-GE-044 | SISICO | SISICO | DDP Site | 4 |  | 1 | Main Item | - | HB-530-003 | Hose Box For TNK | 1 | Piece | 100
519 | SACR-PL-SIS-044-004 | 2022-07-13 | ADISH-P-PO-GE-044 | SISICO | SISICO | DDP Site | 4 |  | 1 | Main Item | - | HB-530-004 | Hose Box For TNK | 1 | Piece | 100
520 | SACR-PL-SIS-044-004 | 2022-07-13 | ADISH-P-PO-GE-044 | SISICO | SISICO | DDP Site | 4 |  | 1 | Main Item | - | HB-530-005 | Hose Box For TNK | 1 | Piece | 100
521 | SACR-PL-SIS-044-004 | 2022-07-13 | ADISH-P-PO-GE-044 | SISICO | SISICO | DDP Site | 4 |  | 1 | Main Item | - | HB-545-001 | Hose Box For Utility/Offsite | 1 | Piece | 100
522 | SACR-PL-SIS-044-004 | 2022-07-13 | ADISH-P-PO-GE-044 | SISICO | SISICO | DDP Site | 4 |  | 1 | Main Item | - | HB-545-002 | Hose Box For Utility/Offsite | 1 | Piece | 100
523 | SACR-PL-SIS-044-004 | 2022-07-13 | ADISH-P-PO-GE-044 | SISICO | SISICO | DDP Site | 4 |  | 1 | Main Item | - | HB-545-003 | Hose Box For Utility/Offsite | 1 | Piece | 100
524 | SACR-PL-SIS-044-004 | 2022-07-13 | ADISH-P-PO-GE-044 | SISICO | SISICO | DDP Site | 4 |  | 1 | Main Item | - | HB-545-004 | Hose Box For Utility/Offsite | 1 | Piece | 100
525 | SACR-PL-SIS-044-004 | 2022-07-13 | ADISH-P-PO-GE-044 | SISICO | SISICO | DDP Site | 4 |  | 1 | Main Item | - | HB-545-005 | Hose Box For Utility/Offsite | 1 | Piece | 100
526 | SACR-PL-SIS-044-004 | 2022-07-13 | ADISH-P-PO-GE-044 | SISICO | SISICO | DDP Site | 4 |  | 1 | Main Item | - | HB-545-006 | Hose Box For Utility/Offsite | 1 | Piece | 100
527 | SACR-PL-SIS-044-004 | 2022-07-13 | ADISH-P-PO-GE-044 | SISICO | SISICO | DDP Site | 4 |  | 1 | Main Item | - | HB-545-007 | Hose Box For Utility/Offsite | 1 | Piece | 100
528 | SACR-PL-SIS-044-004 | 2022-07-13 | ADISH-P-PO-GE-044 | SISICO | SISICO | DDP Site | 4 |  | 1 | Main Item | - | HB-545-008 | Hose Box For Utility/Offsite | 1 | Piece | 100
529 | SACR-PL-SIS-044-004 | 2022-07-13 | ADISH-P-PO-GE-044 | SISICO | SISICO | DDP Site | 4 |  | 1 | Main Item | - | HB-545-009 | Hose Box For Utility/Offsite | 1 | Piece | 100
530 | SACR-PL-SIS-044-004 | 2022-07-13 | ADISH-P-PO-GE-044 | SISICO | SISICO | DDP Site | 4 |  | 1 | Main Item | - | HB-545-011 | Hose Box For Utility/Offsite | 1 | Piece | 100
531 | SACR-PL-SIS-044-004 | 2022-07-13 | ADISH-P-PO-GE-044 | SISICO | SISICO | DDP Site | 4 |  | 1 | Main Item | - | HB-545-012 | Hose Box For Utility/Offsite | 1 | Piece | 100
532 | SACR-PL-SIS-044-004 | 2022-07-13 | ADISH-P-PO-GE-044 | SISICO | SISICO | DDP Site | 4 |  | 1 | Main Item | - | HB-545-013 | Hose Box For Utility/Offsite | 1 | Piece | 100
533 | SACR-PL-SIS-044-004 | 2022-07-13 | ADISH-P-PO-GE-044 | SISICO | SISICO | DDP Site | 4 |  | 1 | Main Item | - | HB-545-017 | Hose Box For Utility/Offsite | 1 | Piece | 100
534 | SACR-PL-SIS-044-004 | 2022-07-13 | ADISH-P-PO-GE-044 | SISICO | SISICO | DDP Site | 4 |  | 1 | Main Item | - | HB-545-011 | Hose Box For Utility/Offsite | 1 | Piece | 100
627 | SACR-PL-SIS-044-005 | 2022-08-10 | ADISH-P-PO-GE-044 | SISICO | SISICO | DDP Site | 5 |  | 1 | Sub Item | FH-509-001 | MONITOR | Foam Monitor 2000 lpm Model VAJRA - 331, 80 NB Cast Bronze Waterway, Bronze Swivel Joint, Lever Operated (Catalogue No. HD210) With Brass Drain valve for Inlet connection: 4" Flanged as per ANSI B16.5 #150 RF) | 8 | Set | 380
628 | SACR-PL-SIS-044-005 | 2022-08-10 | ADISH-P-PO-GE-044 | SISICO | SISICO | DDP Site | 5 |  | 1 | Sub Item | FH-509-001 | NOZZLE | Hydro foam Nozzle for Monitor Model VARSHA-HF40U, Bronze, jet & fog, 3 inch BSP, | 8 | Set | 12
629 | SACR-PL-SIS-044-005 | 2022-08-10 | ADISH-P-PO-GE-044 | SISICO | SISICO | DDP Site | 5 |  | 2 | Sub Item | FH-509-001 | MONITOR | Foam Monitor 2000 lpm Model VAJRA - 331, 80 NB Cast Bronze Waterway, Bronze Swivel Joint, Lever Operated (Catalogue No. HD210) With Brass Drain valve for Inlet connection: 4" Flanged as per ANSI B16.5 #150 RF) | 8 | Set | 380
630 | SACR-PL-SIS-044-005 | 2022-08-10 | ADISH-P-PO-GE-044 | SISICO | SISICO | DDP Site | 5 |  | 2 | Sub Item | FH-509-001 | NOZZLE | Hydro foam Nozzle for Monitor Model VARSHA-HF40U, Bronze, jet & fog, 3 inch BSP, | 8 | Set | 12
631 | SACR-PL-SIS-044-005 | 2022-08-10 | ADISH-P-PO-GE-044 | SISICO | SISICO | DDP Site | 5 |  | 3 | Sub Item | FH-509-001 | MONITOR | Foam Monitor 2000 lpm Model VAJRA - 331, 80 NB Cast Bronze Waterway, Bronze Swivel Joint, Lever Operated (Catalogue No. HD210) With Brass Drain valve for Inlet connection: 4" Flanged as per ANSI B16.5 #150 RF) | 8 | Set | 380
632 | SACR-PL-SIS-044-005 | 2022-08-10 | ADISH-P-PO-GE-044 | SISICO | SISICO | DDP Site | 5 |  | 3 | Sub Item | FH-509-001 | NOZZLE | Hydro foam Nozzle for Monitor Model VARSHA-HF40U, Bronze, jet & fog, 3 inch BSP, | 8 | Set | 12
633 | SACR-PL-SIS-044-005 | 2022-08-10 | ADISH-P-PO-GE-044 | SISICO | SISICO | DDP Site | 5 |  | 4 | Sub Item | FH-509-001 | MONITOR | Foam Monitor 2000 lpm Model VAJRA - 331, 80 NB Cast Bronze Waterway, Bronze Swivel Joint, Lever Operated (Catalogue No. HD210) With Brass Drain valve for Inlet connection: 4" Flanged as per ANSI B16.5 #150 RF) | 8 | Set | 380
634 | SACR-PL-SIS-044-005 | 2022-08-10 | ADISH-P-PO-GE-044 | SISICO | SISICO | DDP Site | 5 |  | 4 | Sub Item | FH-509-001 | NOZZLE | Hydro foam Nozzle for Monitor Model VARSHA-HF40U, Bronze, jet & fog, 3 inch BSP, | 8 | Set | 12
635 | SACR-PL-SIS-044-005 | 2022-08-10 | ADISH-P-PO-GE-044 | SISICO | SISICO | DDP Site | 5 |  | 5 | Sub Item | FH-509-001 | MONITOR | Water Monitor 2000 lpm Model VAJRA - 331, 80 NB Cast Bronze Waterway, Bronze Swivel Joint, Lever Operated (Catalogue No. HD210) With Brass Drain valve for Inlet connection: 4" Flanged as per ANSI B16.5 #150 RF) | 8 | Set | 300
636 | SACR-PL-SIS-044-005 | 2022-08-10 | ADISH-P-PO-GE-044 | SISICO | SISICO | DDP Site | 5 |  | 5 | Sub Item | FH-509-001 | NOZZLE | Water Nozzle for Monitor Model VARSHA-40U, Bronze with SS internals , jet & fog 3inch BSP | 8 | Set | 44
637 | SACR-PL-SIS-044-005 | 2022-08-10 | ADISH-P-PO-GE-044 | SISICO | SISICO | DDP Site | 5 |  | 6 | Sub Item | FH-509-001 | MONITOR | Water Monitor 2000 lpm Model VAJRA - 331, 80 NB Cast Bronze Waterway, Bronze Swivel Joint, Lever Operated (Catalogue No. HD210) With Brass Drain valve for Inlet connection: 4" Flanged as per ANSI B16.5 #150 RF) | 3 | Set | 120
638 | SACR-PL-SIS-044-005 | 2022-08-10 | ADISH-P-PO-GE-044 | SISICO | SISICO | DDP Site | 5 |  | 6 | Sub Item | FH-509-001 | VARSHA | Water Nozzle for Monitor Model VARSHA-40U, Bronze with SS internals , jet & fog 3inch BSP | 3 | Set | 9
639 | SACR-PL-SIS-044-005 | 2022-08-10 | ADISH-P-PO-GE-044 | SISICO | SISICO | DDP Site | 5 |  | 7 | Sub Item | FH-509-001 | VARSHA | Foam Monitor 4000 lpm Model VARUN 443, 100NB size Monitor with Stainless Steel 304 waterway, hand wheel gear operated for vertical and horizontal movement with Hydro-foam Nozzle Model H4 -1000 GPM (3785 LPM @ 7 Bar) Inlet connection: 4" Flanged ASME B16. | 2 | Set | 144
640 | SACR-PL-SIS-044-005 | 2022-08-10 | ADISH-P-PO-GE-044 | SISICO | SISICO | DDP Site | 5 |  | 8 | Sub Item | FH-509-001 | VARSHA | Foam Monitor 4000 lpm Model VARUN 443, 100NB size Monitor with Stainless Steel 304 waterway, hand wheel gear operated for vertical and horizontal movement with Hydro-foam Nozzle Model H4 -1000 GPM (3785 LPM @ 7 Bar) Inlet connection: 4" Flanged ASME B16. | 2 | Set | 144
641 | SACR-PL-SIS-044-005 | 2022-08-10 | ADISH-P-PO-GE-044 | SISICO | SISICO | DDP Site | 5 |  | 9 | Sub Item | FH-509-001 | VARSHA | Foam Monitor 4000 lpm Model VARUN 443, 100NB size Monitor with Stainless Steel 304 waterway, hand wheel gear operated for vertical and horizontal movement with Hydro-foam Nozzle Model H4 -1000 GPM (3785 LPM @ 7 Bar) Inlet connection: 4" Flanged ASME B16. | 2 | Set | 144
642 | SACR-PL-SIS-044-005 | 2022-08-10 | ADISH-P-PO-GE-044 | SISICO | SISICO | DDP Site | 5 |  | 10 | Sub Item | FH-509-001 | VARSHA | Foam Monitor 4000 lpm Model VARUN 443, 100NB size Monitor with Stainless Steel 304 waterway, hand wheel gear operated for vertical and horizontal movement with Hydro-foam Nozzle Model H4 -1000 GPM (3785 LPM @ 7 Bar) Inlet connection: 4" Flanged ASME B16. | 2 | Set | 144
643 | SACR-PL-SIS-044-005 | 2022-08-10 | ADISH-P-PO-GE-044 | SISICO | SISICO | DDP Site | 5 |  | 11 | Sub Item | FH-509-001 | VARSHA | Foam Monitor 4000 lpm Model VARUN 443, 100NB size Monitor with Stainless Steel 304 waterway, hand wheel gear operated for vertical and horizontal movement with Hydro-foam Nozzle Model H4 -1000 GPM (3785 LPM @ 7 Bar) Inlet connection: 4" Flanged ASME B16. | 2 | Set | 144
644 | SACR-PL-SIS-044-005 | 2022-08-10 | ADISH-P-PO-GE-044 | SISICO | SISICO | DDP Site | 5 |  | 12 | Sub Item | FH-509-001 | VARSHA | Foam Monitor 4000 lpm Model VARUN 443, 100NB size Monitor with Stainless Steel 304 waterway, hand wheel gear operated for vertical and horizontal movement with Hydro-foam Nozzle Model H4 -1000 GPM (3785 LPM @ 7 Bar) Inlet connection: 4" Flanged ASME B16. | 2 | Set | 144
645 | SACR-PL-SIS-044-005 | 2022-08-10 | ADISH-P-PO-GE-044 | SISICO | SISICO | DDP Site | 5 |  | 13 | Sub Item | FH-509-001 | VARSHA | Foam Monitor 4000 lpm Model VARUN 443, 100NB size Monitor with Stainless Steel 304 waterway, hand wheel gear operated for vertical and horizontal movement with Hydro-foam Nozzle Model H4 -1000 GPM (3785 LPM @ 7 Bar) Inlet connection: 4" Flanged ASME B16. | 2 | Set | 144
646 | SACR-PL-SIS-044-005 | 2022-08-10 | ADISH-P-PO-GE-044 | SISICO | SISICO | DDP Site | 5 |  | 14 | Sub Item | FH-509-001 | VARSHA | Foam Monitor 4000 lpm Model VARUN 443, 100NB size Monitor with Stainless Steel 304 waterway, hand wheel gear operated for vertical and horizontal movement with Hydro-foam Nozzle Model H4 -1000 GPM (3785 LPM @ 7 Bar) Inlet connection: 4" Flanged ASME B16. | 2 | Set | 144
647 | SACR-PL-SIS-044-005 | 2022-08-10 | ADISH-P-PO-GE-044 | SISICO | SISICO | DDP Site | 5 |  | 15 | Sub Item | FH-509-001 | VARSHA | Foam Monitor 4000 lpm Model VARUN 443, 100NB size Monitor with Stainless Steel 304 waterway, hand wheel gear operated for vertical and horizontal movement with Hydro-foam Nozzle Model H4 -1000 GPM (3785 LPM @ 7 Bar) Inlet connection: 4" Flanged ASME B16. | 2 | Set | 144
648 | SACR-PL-SIS-044-005 | 2022-08-10 | ADISH-P-PO-GE-044 | SISICO | SISICO | DDP Site | 5 |  | 16 | Sub Item | FH-509-001 | VARSHA | Foam Monitor 4000 lpm Model VARUN 443, 100NB size Monitor with Stainless Steel 304 waterway, hand wheel gear operated for vertical and horizontal movement with Hydro-foam Nozzle Model H4 -1000 GPM (3785 LPM @ 7 Bar) Inlet connection: 4" Flanged ASME B16. | 2 | Set | 144
649 | SACR-PL-SIS-044-005 | 2022-08-10 | ADISH-P-PO-GE-044 | SISICO | SISICO | DDP Site | 5 |  | 17 | Sub Item | FH-509-001 | VARSHA | Foam Monitor 4000 lpm Model VARUN 443, 100NB size Monitor with Stainless Steel 304 waterway, hand wheel gear operated for vertical and horizontal movement with Hydro-foam Nozzle Model H4 -1000 GPM (3785 LPM @ 7 Bar) Inlet connection: 4" Flanged ASME B16. | 2 | Set | 144
650 | SACR-PL-SIS-044-005 | 2022-08-10 | ADISH-P-PO-GE-044 | SISICO | SISICO | DDP Site | 5 |  | 18 | Sub Item | FH-509-001 | VARSHA | Foam Monitor 4000 lpm Model VARUN 443, 100NB size Monitor with Stainless Steel 304 waterway, hand wheel gear operated for vertical and horizontal movement with Hydro-foam Nozzle Model H4 -1000 GPM (3785 LPM @ 7 Bar) Inlet connection: 4" Flanged ASME B16. | 2 | Set | 144
651 | SACR-PL-SIS-044-005 | 2022-08-10 | ADISH-P-PO-GE-044 | SISICO | SISICO | DDP Site | 5 |  | 19 | Sub Item | FH-509-001 | VARSHA | Foam Monitor 4000 lpm Model VARUN 443, 100NB size Monitor with Stainless Steel 304 waterway, hand wheel gear operated for vertical and horizontal movement with Hydro-foam Nozzle Model H4 -1000 GPM (3785 LPM @ 7 Bar) Inlet connection: 4" Flanged ASME B16. | 2 | Set | 144
652 | SACR-PL-SIS-044-005 | 2022-08-10 | ADISH-P-PO-GE-044 | SISICO | SISICO | DDP Site | 5 |  | 20 | Sub Item | FH-509-001 | VARSHA | Foam Monitor 4000 lpm Model VARUN 443, 100NB size Monitor with Stainless Steel 304 waterway, hand wheel gear operated for vertical and horizontal movement with Hydro-foam Nozzle Model H4 -1000 GPM (3785 LPM @ 7 Bar) Inlet connection: 4" Flanged ASME B16. | 2 | Set | 144
653 | SACR-PL-SIS-044-005 | 2022-08-10 | ADISH-P-PO-GE-044 | SISICO | SISICO | DDP Site | 5 |  | 21 | Sub Item | FH-509-001 | VARSHA | Foam Monitor 4000 lpm Model VARUN 443, 100NB size Monitor with Stainless Steel 304 waterway, hand wheel gear operated for vertical and horizontal movement with Hydro-foam Nozzle Model H4 -1000 GPM (3785 LPM @ 7 Bar) Inlet connection: 4" Flanged ASME B16. | 2 | Set | 144
654 | SACR-PL-SIS-044-005 | 2022-08-10 | ADISH-P-PO-GE-044 | SISICO | SISICO | DDP Site | 5 |  | 22 | Sub Item | FH-509-001 | VARSHA | Foam Monitor 4000 lpm Model VARUN 443, 100NB size Monitor with Stainless Steel 304 waterway, hand wheel gear operated for vertical and horizontal movement with Hydro-foam Nozzle Model H4 -1000 GPM (3785 LPM @ 7 Bar) Inlet connection: 4" Flanged ASME B16. | 2 | Set | 144
655 | SACR-PL-SIS-044-005 | 2022-08-10 | ADISH-P-PO-GE-044 | SISICO | SISICO | DDP Site | 5 |  | 23 | Sub Item | FH-509-001 | VARSHA | Foam Monitor 4000 lpm Model VARUN 443, 100NB size Monitor with Stainless Steel 304 waterway, hand wheel gear operated for vertical and horizontal movement with Hydro-foam Nozzle Model H4 -1000 GPM (3785 LPM @ 7 Bar) Inlet connection: 4" Flanged ASME B16. | 2 | Set | 144
656 | SACR-PL-SIS-044-005 | 2022-08-10 | ADISH-P-PO-GE-044 | SISICO | SISICO | DDP Site | 5 |  | 24 | Sub Item | FH-509-001 | VARSHA | Foam Monitor 4000 lpm Model VARUN 443, 100NB size Monitor with Stainless Steel 304 waterway, hand wheel gear operated for vertical and horizontal movement with Hydro-foam Nozzle Model H4 -1000 GPM (3785 LPM @ 7 Bar) Inlet connection: 4" Flanged ASME B16. | 2 | Set | 144
657 | SACR-PL-SIS-044-005 | 2022-08-10 | ADISH-P-PO-GE-044 | SISICO | SISICO | DDP Site | 5 |  | 25 | Sub Item | FH-509-001 | VARSHA | Foam Monitor 4000 lpm Model VARUN 443, 100NB size Monitor with Stainless Steel 304 waterway, hand wheel gear operated for vertical and horizontal movement with Hydro-foam Nozzle Model H4 -1000 GPM (3785 LPM @ 7 Bar) Inlet connection: 4" Flanged ASME B16. | 2 | Set | 144
658 | SACR-PL-SIS-044-005 | 2022-08-10 | ADISH-P-PO-GE-044 | SISICO | SISICO | DDP Site | 5 |  | 26 | Sub Item | FH-509-001 | VARSHA | Water Monitor 4000 lpm VARUN 443, 100NB size Monitor with Stainless Steel 304 waterway, hand wheel gear operated for vertical and horizontal movement. UL LISTED with Water Nozzle H4 Flow 1000 GPM Inlet connection: 4" Flanged ASME B16.5 #150 RF | 2 | Set | 72
659 | SACR-PL-SIS-044-005 | 2022-08-10 | ADISH-P-PO-GE-044 | SISICO | SISICO | DDP Site | 5 |  | 27 | Sub Item | FH-509-001 | VARSH | Water Monitor 4000 lpm VARUN 443, 100NB size Monitor with Stainless Steel 304 waterway, hand wheel gear operated for vertical and horizontal movement. UL LISTED with Water Nozzle H4 Flow 1000 GPM Inlet connection: 4" Flanged ASME B16.5 #150 RF | 2 | Set | 140
660 | SACR-PL-SIS-044-005 | 2022-08-10 | ADISH-P-PO-GE-044 | SISICO | SISICO | DDP Site | 5 |  | 27 | Sub Item | FH-509-001 | HAND WHEEL | Wheel for Monitor Model VARUN 443 (Commissioning Spare Part) | 1 | Set | 10
664 | SACR-PL-SIS-044-007 | 2022-09-26 | ADISH-P-PO-GE-044 | SISICO | SISICO | DDP Site | 7 |  | 1 | Main Item | - | FHM-501-001 | Hydrant with Foam Monitor For CDU | 1 | Piece | 45
665 | SACR-PL-SIS-044-007 | 2022-09-26 | ADISH-P-PO-GE-044 | SISICO | SISICO | DDP Site | 7 |  | 1 | Main Item | - | FHM-501-002 | Hydrant with Foam Monitor For CDU | 1 | Piece | 45
666 | SACR-PL-SIS-044-007 | 2022-09-26 | ADISH-P-PO-GE-044 | SISICO | SISICO | DDP Site | 7 |  | 1 | Main Item | - | FHM-501-003 | Hydrant with Foam Monitor For CDU | 1 | Piece | 45
667 | SACR-PL-SIS-044-007 | 2022-09-26 | ADISH-P-PO-GE-044 | SISICO | SISICO | DDP Site | 7 |  | 1 | Main Item | - | FHM-501-004 | Hydrant with Foam Monitor For CDU | 1 | Piece | 45
668 | SACR-PL-SIS-044-007 | 2022-09-26 | ADISH-P-PO-GE-044 | SISICO | SISICO | DDP Site | 7 |  | 1 | Main Item | - | FHM-501-005 | Hydrant with Foam Monitor For CDU | 1 | Piece | 45
669 | SACR-PL-SIS-044-007 | 2022-09-26 | ADISH-P-PO-GE-044 | SISICO | SISICO | DDP Site | 7 |  | 1 | Main Item | - | FHM-502-001 | Hydrant with Foam Monitor For NHT | 1 | Piece | 45
670 | SACR-PL-SIS-044-007 | 2022-09-26 | ADISH-P-PO-GE-044 | SISICO | SISICO | DDP Site | 7 |  | 1 | Main Item | - | FHM-502-002 | Hydrant with Foam Monitor For NHT | 1 | Piece | 45
671 | SACR-PL-SIS-044-007 | 2022-09-26 | ADISH-P-PO-GE-044 | SISICO | SISICO | DDP Site | 7 |  | 1 | Main Item | - | FHM-502-003 | Hydrant with Foam Monitor For NHT | 1 | Piece | 45
672 | SACR-PL-SIS-044-007 | 2022-09-26 | ADISH-P-PO-GE-044 | SISICO | SISICO | DDP Site | 7 |  | 1 | Main Item | - | FHM-502-004 | Hydrant with Foam Monitor For NHT | 1 | Piece | 45
673 | SACR-PL-SIS-044-007 | 2022-09-26 | ADISH-P-PO-GE-044 | SISICO | SISICO | DDP Site | 7 |  | 1 | Main Item | - | FHM-516-001 | Hydrant with Foam Monitor For MDH | 1 | Piece | 45
674 | SACR-PL-SIS-044-007 | 2022-09-26 | ADISH-P-PO-GE-044 | SISICO | SISICO | DDP Site | 7 |  | 1 | Main Item | - | FHM-516-002 | Hydrant with Foam Monitor For MDH | 1 | Piece | 45
675 | SACR-PL-SIS-044-007 | 2022-09-26 | ADISH-P-PO-GE-044 | SISICO | SISICO | DDP Site | 7 |  | 1 | Main Item | - | FHM-516-003 | Hydrant with Foam Monitor For MDH | 1 | Piece | 45
676 | SACR-PL-SIS-044-007 | 2022-09-26 | ADISH-P-PO-GE-044 | SISICO | SISICO | DDP Site | 7 |  | 1 | Main Item | - | FHM-516-004 | Hydrant with Foam Monitor For MDH | 1 | Piece | 45
677 | SACR-PL-SIS-044-007 | 2022-09-26 | ADISH-P-PO-GE-044 | SISICO | SISICO | DDP Site | 7 |  | 1 | Main Item | - | FHM-545-001 | Hydrant with Foam Monitor For Utility/Offsite | 1 | Piece | 45
678 | SACR-PL-SIS-044-007 | 2022-09-26 | ADISH-P-PO-GE-044 | SISICO | SISICO | DDP Site | 7 |  | 1 | Main Item | - | FHM-520-001 | Hydrant with Foam Monitor For TNK | 1 | Piece | 45
679 | SACR-PL-SIS-044-007 | 2022-09-26 | ADISH-P-PO-GE-044 | SISICO | SISICO | DDP Site | 7 |  | 1 | Main Item | - | FHM-520-002 | Hydrant with Foam Monitor For TNK | 1 | Piece | 45
680 | SACR-PL-SIS-044-007 | 2022-09-26 | ADISH-P-PO-GE-044 | SISICO | SISICO | DDP Site | 7 |  | 1 | Main Item | - | FHM-520-003 | Hydrant with Foam Monitor For TNK | 1 | Piece | 45
681 | SACR-PL-SIS-044-007 | 2022-09-26 | ADISH-P-PO-GE-044 | SISICO | SISICO | DDP Site | 7 |  | 1 | Main Item | - | FHM-520-004 | Hydrant with Foam Monitor For TNK | 1 | Piece | 45
682 | SACR-PL-SIS-044-007 | 2022-09-26 | ADISH-P-PO-GE-044 | SISICO | SISICO | DDP Site | 7 |  | 1 | Main Item | - | FHM-520-005 | Hydrant with Foam Monitor For TNK | 1 | Piece | 45
683 | SACR-PL-SIS-044-007 | 2022-09-26 | ADISH-P-PO-GE-044 | SISICO | SISICO | DDP Site | 7 |  | 1 | Main Item | - | FHM-520-006 | Hydrant with Foam Monitor For TNK | 1 | Piece | 45
684 | SACR-PL-SIS-044-007 | 2022-09-26 | ADISH-P-PO-GE-044 | SISICO | SISICO | DDP Site | 7 |  | 1 | Main Item | - | FHM-520-007 | Hydrant with Foam Monitor For TNK | 1 | Piece | 45
685 | SACR-PL-SIS-044-007 | 2022-09-26 | ADISH-P-PO-GE-044 | SISICO | SISICO | DDP Site | 7 |  | 1 | Main Item | - | FHM-520-008 | Hydrant with Foam Monitor For TNK | 1 | Piece | 45
686 | SACR-PL-SIS-044-007 | 2022-09-26 | ADISH-P-PO-GE-044 | SISICO | SISICO | DDP Site | 7 |  | 1 | Main Item | - | FHM-520-009 | Hydrant with Foam Monitor For TNK | 1 | Piece | 45
687 | SACR-PL-SIS-044-007 | 2022-09-26 | ADISH-P-PO-GE-044 | SISICO | SISICO | DDP Site | 7 |  | 1 | Main Item | - | FHM-520-010 | Hydrant with Foam Monitor For TNK | 1 | Piece | 45
688 | SACR-PL-SIS-044-007 | 2022-09-26 | ADISH-P-PO-GE-044 | SISICO | SISICO | DDP Site | 7 |  | 1 | Main Item | - | FHM-520-011 | Hydrant with Foam Monitor For TNK | 1 | Piece | 45
689 | SACR-PL-SIS-044-007 | 2022-09-26 | ADISH-P-PO-GE-044 | SISICO | SISICO | DDP Site | 7 |  | 1 | Main Item | - | FHM-520-012 | Hydrant with Foam Monitor For TNK | 1 | Piece | 45
690 | SACR-PL-SIS-044-007 | 2022-09-26 | ADISH-P-PO-GE-044 | SISICO | SISICO | DDP Site | 7 |  | 1 | Main Item | - | FHM-520-013 | Hydrant with Foam Monitor For TNK | 1 | Piece | 45
691 | SACR-PL-SIS-044-007 | 2022-09-26 | ADISH-P-PO-GE-044 | SISICO | SISICO | DDP Site | 7 |  | 1 | Main Item | - | FHM-520-014 | Hydrant with Foam Monitor For TNK | 1 | Piece | 45
692 | SACR-PL-SIS-044-007 | 2022-09-26 | ADISH-P-PO-GE-044 | SISICO | SISICO | DDP Site | 7 |  | 1 | Main Item | - | FHM-520-015 | Hydrant with Foam Monitor For TNK | 1 | Piece | 45
693 | SACR-PL-SIS-044-007 | 2022-09-26 | ADISH-P-PO-GE-044 | SISICO | SISICO | DDP Site | 7 |  | 1 | Main Item | - | FHM-520-016 | Hydrant with Foam Monitor For TNK | 1 | Piece | 45
694 | SACR-PL-SIS-044-007 | 2022-09-26 | ADISH-P-PO-GE-044 | SISICO | SISICO | DDP Site | 7 |  | 1 | Main Item | - | FHM-520-017 | Hydrant with Foam Monitor For TNK | 1 | Piece | 45
695 | SACR-PL-SIS-044-007 | 2022-09-26 | ADISH-P-PO-GE-044 | SISICO | SISICO | DDP Site | 7 |  | 1 | Main Item | - | FHM-520-018 | Hydrant with Foam Monitor For TNK | 1 | Piece | 45
696 | SACR-PL-SIS-044-007 | 2022-09-26 | ADISH-P-PO-GE-044 | SISICO | SISICO | DDP Site | 7 |  | 1 | Main Item | - | FHM-520-019 | Hydrant with Foam Monitor For TNK | 1 | Piece | 45
697 | SACR-PL-SIS-044-007 | 2022-09-26 | ADISH-P-PO-GE-044 | SISICO | SISICO | DDP Site | 7 |  | 1 | Main Item | - | FHM-520-020 | Hydrant with Foam Monitor For TNK | 1 | Piece | 45
698 | SACR-PL-SIS-044-007 | 2022-09-26 | ADISH-P-PO-GE-044 | SISICO | SISICO | DDP Site | 7 |  | 1 | Main Item | - | FHM-520-021 | Hydrant with Foam Monitor For TNK | 1 | Piece | 45
699 | SACR-PL-SIS-044-007 | 2022-09-26 | ADISH-P-PO-GE-044 | SISICO | SISICO | DDP Site | 7 |  | 1 | Main Item | - | FHM-520-022 | Hydrant with Foam Monitor For TNK | 1 | Piece | 45
700 | SACR-PL-SIS-044-007 | 2022-09-26 | ADISH-P-PO-GE-044 | SISICO | SISICO | DDP Site | 7 |  | 1 | Main Item | - | FHM-520-023 | Hydrant with Foam Monitor For TNK | 1 | Piece | 45
701 | SACR-PL-SIS-044-007 | 2022-09-26 | ADISH-P-PO-GE-044 | SISICO | SISICO | DDP Site | 7 |  | 1 | Main Item | - | FHM-520-025 | Hydrant with Foam Monitor For TNK | 1 | Piece | 45
702 | SACR-PL-SIS-044-007 | 2022-09-26 | ADISH-P-PO-GE-044 | SISICO | SISICO | DDP Site | 7 |  | 1 | Main Item | - | FHM-520-027 | Hydrant with Foam Monitor For TNK | 1 | Piece | 45
703 | SACR-PL-SIS-044-007 | 2022-09-26 | ADISH-P-PO-GE-044 | SISICO | SISICO | DDP Site | 7 |  | 1 | Main Item | - | FHM-520-028 | Hydrant with Foam Monitor For TNK | 1 | Piece | 45
704 | SACR-PL-SIS-044-007 | 2022-09-26 | ADISH-P-PO-GE-044 | SISICO | SISICO | DDP Site | 7 |  | 1 | Main Item | - | FHM-520-029 | Hydrant with Foam Monitor For TNK | 1 | Piece | 45
705 | SACR-PL-SIS-044-007 | 2022-09-26 | ADISH-P-PO-GE-044 | SISICO | SISICO | DDP Site | 7 |  | 1 | Main Item | - | FHM-520-030 | Hydrant with Foam Monitor For TNK | 1 | Piece | 45
706 | SACR-PL-SIS-044-007 | 2022-09-26 | ADISH-P-PO-GE-044 | SISICO | SISICO | DDP Site | 7 |  | 1 | Main Item | - | FHM-520-031 | Hydrant with Foam Monitor For TNK | 1 | Piece | 45
707 | SACR-PL-SIS-044-007 | 2022-09-26 | ADISH-P-PO-GE-044 | SISICO | SISICO | DDP Site | 7 |  | 1 | Main Item | - | FHM-520-032 | Hydrant with Foam Monitor For TNK | 1 | Piece | 45
708 | SACR-PL-SIS-044-007 | 2022-09-26 | ADISH-P-PO-GE-044 | SISICO | SISICO | DDP Site | 7 |  | 1 | Main Item | - | FHM-530-001 | Hydrant with Foam Monitor For TNK | 1 | Piece | 45
709 | SACR-PL-SIS-044-007 | 2022-09-26 | ADISH-P-PO-GE-044 | SISICO | SISICO | DDP Site | 7 |  | 1 | Main Item | - | FHM-530-006 | Hydrant with Foam Monitor For TNK | 1 | Piece | 45
710 | SACR-PL-SIS-044-007 | 2022-09-26 | ADISH-P-PO-GE-044 | SISICO | SISICO | DDP Site | 7 |  | 1 | Main Item | - | FHM-505-001 | Hydrant with Water Monitor For LPG/LPT | 1 | Piece | 45
711 | SACR-PL-SIS-044-007 | 2022-09-26 | ADISH-P-PO-GE-044 | SISICO | SISICO | DDP Site | 7 |  | 1 | Main Item | - | FHM-505-002 | Hydrant with Water Monitor For LPG/LPT | 1 | Piece | 45
712 | SACR-PL-SIS-044-007 | 2022-09-26 | ADISH-P-PO-GE-044 | SISICO | SISICO | DDP Site | 7 |  | 1 | Main Item | - | FHM-509-001 | Hydrant with Water Monitor For Utility/Offsite | 1 | Piece | 45
713 | SACR-PL-SIS-044-007 | 2022-09-26 | ADISH-P-PO-GE-044 | SISICO | SISICO | DDP Site | 7 |  | 1 | Main Item | - | FHM-530-002 | Hydrant with Water Monitor For TNK | 1 | Piece | 45
714 | SACR-PL-SIS-044-007 | 2022-09-26 | ADISH-P-PO-GE-044 | SISICO | SISICO | DDP Site | 7 |  | 1 | Main Item | - | FHM-530-003 | Hydrant with Water Monitor For TNK | 1 | Piece | 45
715 | SACR-PL-SIS-044-007 | 2022-09-26 | ADISH-P-PO-GE-044 | SISICO | SISICO | DDP Site | 7 |  | 1 | Main Item | - | FHM-530-004 | Hydrant with Water Monitor For TNK | 1 | Piece | 45
716 | SACR-PL-SIS-044-007 | 2022-09-26 | ADISH-P-PO-GE-044 | SISICO | SISICO | DDP Site | 7 |  | 1 | Main Item | - | FHM-530-005 | Hydrant with Water Monitor For TNK | 1 | Piece | 45
737 | SACR-PL-SIS-044-008 | 2023-01-09 | ADISH-P-PO-GE-044 | SISICO | SISICO | DDP Site | 8 |  | 1 | Sub Item | IHR-B44-001 | 2458 | Indoor Hose Reel for Multi Porpuse Building,Cabinet Assembly THK1.5.M, 1 NOLatch Type Without Key Zamak, 2 NOHinge ZamaK, 6 NO Lug Plate C.S, 1NO 1.1/2" GlobeValve Angle Type Regulator Type Brass, 1 NOFire House 1"*25M Rigid Non Collapsible Rubber With Al | 1 | Set | 60
738 | SACR-PL-SIS-044-008 | 2023-01-09 | ADISH-P-PO-GE-044 | SISICO | SISICO | DDP Site | 8 |  | 2 | Sub Item | IHR-B44-002 | 2458 | Indoor Hose Reel for Multi Porpuse Building, Cabinet Assembly THK1.5.M, 1 NOLatch Type Without Key Zamak, 2 NOHinge ZamaK, 6 NO Lug Plate C.S, 1NO 1.1/2" GlobeValve Angle Type Regulator Type Brass, 1 NOFire House 1"*25M Rigid Non Collapsible Rubber With A | 1 | Set | 60
739 | SACR-PL-SIS-044-008 | 2023-01-09 | ADISH-P-PO-GE-044 | SISICO | SISICO | DDP Site | 8 |  | 3 | Sub Item | IHR-B44-003 | 2458 | Indoor Hose Reel for Multi Porpuse Building, Cabinet Assembly THK1.5.M, 1 NOLatch Type Without Key Zamak, 2 NOHinge ZamaK, 6 NO Lug Plate C.S, 1NO 1.1/2" GlobeValve Angle Type Regulator Type Brass, 1 NOFire House 1"*25M Rigid Non Collapsible Rubber With A | 1 | Set | 60
740 | SACR-PL-SIS-044-008 | 2023-01-09 | ADISH-P-PO-GE-044 | SISICO | SISICO | DDP Site | 8 |  | 4 | Sub Item | IHR-B44-004 | 2458 | Indoor Hose Reel for Multi Porpuse Building,Cabinet Assembly THK1.5.M, 1 NOLatch Type Without Key Zamak, 2 NOHinge ZamaK, 6 NO Lug Plate C.S, 1NO 1.1/2" GlobeValve Angle Type Regulator Type Brass, 1 NOFire House 1"*25M Rigid Non Collapsible Rubber With Al | 1 | Set | 60
741 | SACR-PL-SIS-044-008 | 2023-01-09 | ADISH-P-PO-GE-044 | SISICO | SISICO | DDP Site | 8 |  | 5 | Sub Item | IHR-B44-005 | 2458 | Indoor Hose Reel for Multi Porpuse Building, Cabinet Assembly THK1.5.M, 1 NOLatch Type Without Key Zamak, 2 NOHinge ZamaK, 6 NO Lug Plate C.S, 1NO 1.1/2" GlobeValve Angle Type Regulator Type Brass, 1 NOFire House 1"*25M Rigid Non Collapsible Rubber With A | 1 | Set | 60
742 | SACR-PL-SIS-044-008 | 2023-01-09 | ADISH-P-PO-GE-044 | SISICO | SISICO | DDP Site | 8 |  | 6 | Sub Item | IHR-B27-001 | 2458 | Indoor Hose Reel for fire Station Building, Cabinet Assembly THK1.5.M, 1 NOLatch Type Without Key Zamak, 2 NOHinge ZamaK, 6 NO Lug Plate C.S, 1NO 1.1/2" GlobeValve Angle Type Regulator Type Brass, 1 NOFire House 1"*25M Rigid Non Collapsible Rubber With Al | 1 | Set | 60
743 | SACR-PL-SIS-044-008 | 2023-01-09 | ADISH-P-PO-GE-044 | SISICO | SISICO | DDP Site | 8 |  | 7 | Sub Item | IHR-B42-001 | 2458 | Indoor Hose Reel for Warehouse Building, Cabinet Assembly THK1.5.M, 1 NOLatch Type Without Key Zamak, 2 NOHinge ZamaK, 6 NO Lug Plate C.S, 1NO 1.1/2" GlobeValve Angle Type Regulator Type Brass, 1 NOFire House 1"*25M Rigid Non Collapsible Rubber With Alumi | 1 | Set | 60
744 | SACR-PL-SIS-044-008 | 2023-01-09 | ADISH-P-PO-GE-044 | SISICO | SISICO | DDP Site | 8 |  | 8 | Sub Item | IHR-B42-002 | 2458 | Indoor Hose Reel for Warehouse Building, Cabinet Assembly THK1.5.M, 1 NOLatch Type Without Key Zamak, 2 NOHinge ZamaK, 6 NO Lug Plate C.S, 1NO 1.1/2" GlobeValve Angle Type Regulator Type Brass, 1 NOFire House 1"*25M Rigid Non Collapsible Rubber With Alumi | 1 | Set | 60
751 | SACR-PL-SIS-044-009 | 2023-01-23 | ADISH-P-PO-GE-044 | SISICO | SISICO | DDP Site | 9 |  | 1 | Sub Item | FHB-501-001 | 01 | 1.1/2"*25 m fire Hose Synthetic Woven Textile , PVC External Coated,Internal Rubber Lining Gunmetal B5336 Coupling Rubber | 184 | Piece | 1
752 | SACR-PL-SIS-044-009 | 2023-01-23 | ADISH-P-PO-GE-044 | SISICO | SISICO | DDP Site | 9 |  | 2 | Sub Item | FHB-501-001 | 02 | 2.1/2 Water Nozzle BS336,Fog/JET/Stote 1000 LPM Gunmetalp,BS336,Flow Ra | 92 | Piece | 1
753 | SACR-PL-SIS-044-009 | 2023-01-23 | ADISH-P-PO-GE-044 | SISICO | SISICO | DDP Site | 9 |  | 3 | Sub Item | FHB-501-001 | 03 | 5" Coupling Spanner C.S | 46 | Piece | 1
754 | SACR-PL-SIS-044-009 | 2023-01-23 | ADISH-P-PO-GE-044 | SISICO | SISICO | DDP Site | 9 |  | 4 | Sub Item | FHB-501-001 | 04 | Collecting Breaching , 2* 2.1/2" Male BS 336 Coupling ,1*2.1/2" Female BS336 Coupling Aluminium | 92 | Piece | 1
755 | SACR-PL-SIS-044-009 | 2023-01-23 | ADISH-P-PO-GE-044 | SISICO | SISICO | DDP Site | 9 |  | 5 | Sub Item | FHB-501-001 | 05 | Dividing Breaching , 1*2.1/2"Male BS336Coupling 2*2.1/2 Female BS336 Copling Aluminium | 92 | Piece | 1
756 | SACR-PL-SIS-044-009 | 2023-01-23 | ADISH-P-PO-GE-044 | SISICO | SISICO | DDP Site | 9 |  | 6 | Sub Item | FHB-501-001 | 06 | 2 1/2 inch inline inductor 3% Proportioning Male/Female BS336 instantaneous Coupling Male/Female BS336 Instantanous Coupling 450lpm@7Bar With 2m PVC Pickup tube 1inch Aluminum | 46 | Piece | 1
757 | SACR-PL-SIS-044-009 | 2023-01-23 | ADISH-P-PO-GE-044 | SISICO | SISICO | DDP Site | 9 |  | 7 | Sub Item | FHB-501-001 | 07 | 2 1/2inch hose coupling Gasket Rubber | 184 | Piece | 1
758 | SACR-PL-SIS-044-009 | 2023-01-23 | ADISH-P-PO-GE-044 | SISICO | SISICO | DDP Site | 9 |  | 8 | Sub Item | FHB-501-001 | 08 | 5" coupling Gasket Rubber | 92 | Piece | 1
800 | SACR-PL-SIS-044-009 | 2023-01-23 | ADISH-P-PO-GE-044 | SISICO | SISICO | DDP Site | 9 |  | 9 | Sub Item | FHB-501-001 | 09 | 20 LITER CONTAINER, PLASTIC | 92 | Piece | 1
769 | SACR-PL-SIS-044-010 | 2023-03-06 | ADISH-P-PO-GE-044 | SISICO | SISICO | DDP Site | 10 |  | 1 | Sub Item | OHR-505-001 | 001 | OUT DOOR HOSE REEL STATION INCLUDE: -BOX ASSEMBLY,C.S - INLET FLANGE2" , A105,F.F,CL150- 1.1/2"FIREHOSE 20M,SEMIRIGID,RUBBER - 1.1/2" WATER NOZZLE ALUMINUM 40LPM - OPERATING HAND WHEEL, DUCTILIRON - TAG PLATE S.S316 | 1 | Set | 50
770 | SACR-PL-SIS-044-010 | 2023-03-06 | ADISH-P-PO-GE-044 | SISICO | SISICO | DDP Site | 10 |  | 2 | Sub Item | OHR-505-002 | 002 | OUT DOOR HOSE REEL STATION INCLUDE: -BOX ASSEMBLY,C.S - INLET FLANGE2" , A105,F.F,CL150- 1.1/2"FIREHOSE 20M,SEMIRIGID,RUBBER - 1.1/2" WATER NOZZLE ALUMINUM 40LPM - OPERATING HAND WHEEL, DUCTILIRON - TAG PLATE S.S316 | 1 | Set | 50
771 | SACR-PL-SIS-044-010 | 2023-03-06 | ADISH-P-PO-GE-044 | SISICO | SISICO | DDP Site | 10 |  | 3 | Sub Item | OHR-505-003 | 003 | OUT DOOR HOSE REEL STATION INCLUDE: -BOX ASSEMBLY,C.S - INLET FLANGE2" , A105,F.F,CL150- 1.1/2"FIREHOSE 20M,SEMIRIGID,RUBBER - 1.1/2" WATER NOZZLE ALUMINUM 40LPM - OPERATING HAND WHEEL, DUCTILIRON - TAG PLATE S.S316 | 1 | Set | 50
772 | SACR-PL-SIS-044-011 | 2023-03-06 | ADISH-P-PO-GE-044 | SISICO | SISICO | DDP Site | 11 |  | 1 | Sub Item | OHR-501-001 | 001 | OUT DOOR FOAM HOSE REEL STATION INCLUDE: -BOX ASSEMBLY,C.S – LEG ASSEMBLY C.S-INLET FLANGE2" , A105,F.F,CL150- INLINE INDOCTURE WITH PICK UP TUBE- FOAM BRANCH PIPE 250LPM, S.S316- 1.1/2"FIREHOSE 20M,SEMIRIGID,RUBBER - 1.1/2" WATER NOZZLE ALUMINUM 40LPM - | 1 | Set | 100
773 | SACR-PL-SIS-044-011 | 2023-03-06 | ADISH-P-PO-GE-044 | SISICO | SISICO | DDP Site | 11 |  | 2 | Sub Item | OHR-501-002 | 002 | OUT DOOR FOAM HOSE REEL STATION INCLUDE: -BOX ASSEMBLY,C.S – LEG ASSEMBLY C.S-INLET FLANGE2" , A105,F.F,CL150- INLINE INDOCTURE WITH PICK UP TUBE- FOAM BRANCH PIPE 250LPM, S.S316- 1.1/2"FIREHOSE 20M,SEMIRIGID,RUBBER - 1.1/2" WATER NOZZLE ALUMINUM 40LPM - | 1 | Set | 100
774 | SACR-PL-SIS-044-011 | 2023-03-06 | ADISH-P-PO-GE-044 | SISICO | SISICO | DDP Site | 11 |  | 3 | Sub Item | OHR-501-003 | 003 | OUT DOOR FOAM HOSE REEL STATION INCLUDE: -BOX ASSEMBLY,C.S – LEG ASSEMBLY C.S-INLET FLANGE2" , A105,F.F,CL150- INLINE INDOCTURE WITH PICK UP TUBE- FOAM BRANCH PIPE 250LPM, S.S316- 1.1/2"FIREHOSE 20M,SEMIRIGID,RUBBER - 1.1/2" WATER NOZZLE ALUMINUM 40LPM - | 1 | Set | 100
775 | SACR-PL-SIS-044-011 | 2023-03-06 | ADISH-P-PO-GE-044 | SISICO | SISICO | DDP Site | 11 |  | 4 | Sub Item | OHR-502-001 | 004 | OUT DOOR FOAM HOSE REEL STATION INCLUDE: -BOX ASSEMBLY,C.S – LEG ASSEMBLY C.S-INLET FLANGE2" , A105,F.F,CL150- INLINE INDOCTURE WITH PICK UP TUBE- FOAM BRANCH PIPE 250LPM, S.S316- 1.1/2"FIREHOSE 20M,SEMIRIGID,RUBBER - 1.1/2" WATER NOZZLE ALUMINUM 40LPM - | 1 | Set | 100
776 | SACR-PL-SIS-044-011 | 2023-03-06 | ADISH-P-PO-GE-044 | SISICO | SISICO | DDP Site | 11 |  | 5 | Sub Item | OHR-502-002 | 005 | OUT DOOR FOAM HOSE REEL STATION INCLUDE: -BOX ASSEMBLY,C.S – LEG ASSEMBLY C.S-INLET FLANGE2" , A105,F.F,CL150- INLINE INDOCTURE WITH PICK UP TUBE- FOAM BRANCH PIPE 250LPM, S.S316- 1.1/2"FIREHOSE 20M,SEMIRIGID,RUBBER - 1.1/2" WATER NOZZLE ALUMINUM 40LPM - | 1 | Set | 100
777 | SACR-PL-SIS-044-011 | 2023-03-06 | ADISH-P-PO-GE-044 | SISICO | SISICO | DDP Site | 11 |  | 6 | Sub Item | OHR-502-003 | 006 | OUT DOOR FOAM HOSE REEL STATION INCLUDE: -BOX ASSEMBLY,C.S – LEG ASSEMBLY C.S-INLET FLANGE2" , A105,F.F,CL150- INLINE INDOCTURE WITH PICK UP TUBE- FOAM BRANCH PIPE 250LPM, S.S316- 1.1/2"FIREHOSE 20M,SEMIRIGID,RUBBER - 1.1/2" WATER NOZZLE ALUMINUM 40LPM - | 1 | Set | 100
778 | SACR-PL-SIS-044-011 | 2023-03-06 | ADISH-P-PO-GE-044 | SISICO | SISICO | DDP Site | 11 |  | 7 | Sub Item | OHR-516-001 | 007 | OUT DOOR FOAM HOSE REEL STATION INCLUDE: -BOX ASSEMBLY,C.S – LEG ASSEMBLY C.S-INLET FLANGE2" , A105,F.F,CL150- INLINE INDOCTURE WITH PICK UP TUBE- FOAM BRANCH PIPE 250LPM, S.S316- 1.1/2"FIREHOSE 20M,SEMIRIGID,RUBBER - 1.1/2" WATER NOZZLE ALUMINUM 40LPM - | 1 | Set | 100
779 | SACR-PL-SIS-044-011 | 2023-03-06 | ADISH-P-PO-GE-044 | SISICO | SISICO | DDP Site | 11 |  | 8 | Sub Item | OHR-516-002 | 008 | OUT DOOR FOAM HOSE REEL STATION INCLUDE: -BOX ASSEMBLY,C.S – LEG ASSEMBLY C.S-INLET FLANGE2" , A105,F.F,CL150- INLINE INDOCTURE WITH PICK UP TUBE- FOAM BRANCH PIPE 250LPM, S.S316- 1.1/2"FIREHOSE 20M,SEMIRIGID,RUBBER - 1.1/2" WATER NOZZLE ALUMINUM 40LPM - | 1 | Set | 100
780 | SACR-PL-SIS-044-011 | 2023-03-06 | ADISH-P-PO-GE-044 | SISICO | SISICO | DDP Site | 11 |  | 9 | Sub Item | OHR-516-003 | 009 | OUT DOOR FOAM HOSE REEL STATION INCLUDE: -BOX ASSEMBLY,C.S – LEG ASSEMBLY C.S-INLET FLANGE2" , A105,F.F,CL150- INLINE INDOCTURE WITH PICK UP TUBE- FOAM BRANCH PIPE 250LPM, S.S316- 1.1/2"FIREHOSE 20M,SEMIRIGID,RUBBER - 1.1/2" WATER NOZZLE ALUMINUM 40LPM - | 1 | Set | 100
781 | SACR-PL-SIS-044-012 | 2023-03-07 | ADISH-P-PO-GE-044 | SISICO | SISICO | DDP Site | 12 |  | 1 | Spare Part | FH-501-001 | 001 | 2.1/2" GASKET FOR WET FIRE WATER HYDRANT | 5 | Piece
782 | SACR-PL-SIS-044-012 | 2023-03-07 | ADISH-P-PO-GE-044 | SISICO | SISICO | DDP Site | 12 |  | 2 | Spare Part | FHM-501-001 | 002 | 2.1/2" GASKET FOR HYDRANT WITH FOAM MONITOR & 2M PVC PICK UP TUBE 1" | 5 | Piece
783 | SACR-PL-SIS-044-012 | 2023-03-07 | ADISH-P-PO-GE-044 | SISICO | SISICO | DDP Site | 12 |  | 3 | Spare Part | FHM-505-001 | 003 | 2.1/2" GAKET FOR HYDRANT WITH WATER MONITOR | 5 | Piece
784 | SACR-PL-SIS-044-012 | 2023-03-07 | ADISH-P-PO-GE-044 | SISICO | SISICO | DDP Site | 12 |  | 4 | Spare Part | FHM-501-001 | 004 | 4" GASKET FOR FOAM MONITOR & 2M PVC PICK UP TUBE 1" | 3 | Piece
785 | SACR-PL-SIS-044-012 | 2023-03-07 | ADISH-P-PO-GE-044 | SISICO | SISICO | DDP Site | 12 |  | 5 | Spare Part | FH-501-001 | 005 | 4" GASKET FOR WATER MONITOR | 3 | Piece
786 | SACR-PL-SIS-044-012 | 2023-03-07 | ADISH-P-PO-GE-044 | SISICO | SISICO | DDP Site | 12 |  | 6 | Spare Part | OHR-501-001 | 006 | 2" FOAM BRANCH PIPE 20 LPM FOR OUTDOOR FOAM HOSE REEL STATION | 1 | Piece
787 | SACR-PL-SIS-044-012 | 2023-03-07 | ADISH-P-PO-GE-044 | SISICO | SISICO | DDP Site | 12 |  | 7 | Spare Part | OHR-502-001 | 007 | 1.1/2" WATE NOZZLE 250 LPM FOR OUTDOOR HOSE REEL STATION | 1 | Piece
788 | SACR-PL-SIS-044-012 | 2023-03-07 | ADISH-P-PO-GE-044 | SISICO | SISICO | DDP Site | 12 |  | 8 | Spare Part | FHB-501-001 | 008 | 2.1/2" HOSE COUPLING GASKET | 6 | Piece
789 | SACR-PL-SIS-044-012 | 2023-03-07 | ADISH-P-PO-GE-044 | SISICO | SISICO | DDP Site | 12 |  | 9 | Spare Part | FHB-501-001 | 009 | 2M PVC PICK UP TUBE 1" FOR FOAM HOSE BOX | 3 | Piece
790 | SACR-PL-SIS-044-012 | 2023-03-07 | ADISH-P-PO-GE-044 | SISICO | SISICO | DDP Site | 12 |  | 10 | Spare Part | RCM-520-001 | 010 | HANDWHEEL FOR ELEVATED REMOTE-CONTROL WATER | 2 | Piece
791 | SACR-PL-SIS-044-012 | 2023-03-07 | ADISH-P-PO-GE-044 | SISICO | SISICO | DDP Site | 12 |  | 11 | Spare Part | FHB-501-001 | 011 | 1" WATER NOZZLE BS336 CONNECTION, 55LPM @ 2.5 BAR | 1 | Piece
792 | SACR-PL-SIS-044-012 | 2023-03-07 | ADISH-P-PO-GE-044 | SISICO | SISICO | DDP Site | 12 |  | 12 | Spare Part | FHB-501-001 | 012 | 5" COUPLING GASKET | 6 | Piece
793 | SACR-PL-SIS-044-013 | 2023-03-07 | ADISH-P-PO-GE-044 | SISICO | SISICO | DDP Site | 13 |  | 1 | Commissioning Spare Part | FH-501-001 | 001 | 2.1/2"GASKET FOR WET FIRE WATER HYDERANT &MONITOR | 1 | Piece
794 | SACR-PL-SIS-044-013 | 2023-03-07 | ADISH-P-PO-GE-044 | SISICO | SISICO | DDP Site | 13 |  | 2 | Commissioning Spare Part | OHR-501-001 | 002 | 2"FOAM BRANCH PIPE 250 LPM FOR OUT DOOR FOAM HOSE REEL STATION | 1 | Piece
795 | SACR-PL-SIS-044-013 | 2023-03-07 | ADISH-P-PO-GE-044 | SISICO | SISICO | DDP Site | 13 |  | 3 | Commissioning Spare Part | OHR-501-001 | 003 | 1.1/2"WATER NOZZLE 250LPM FOR OUT DOOR HOSE REEL STATION | 1 | Piece
796 | SACR-PL-SIS-044-013 | 2023-03-07 | ADISH-P-PO-GE-044 | SISICO | SISICO | DDP Site | 13 |  | 4 | Commissioning Spare Part | FHB-501-001 | 004 | 2.1/2"HOSE COUPLING GASKET | 2 | Piece
797 | SACR-PL-SIS-044-013 | 2023-03-07 | ADISH-P-PO-GE-044 | SISICO | SISICO | DDP Site | 13 |  | 5 | Commissioning Spare Part | FHB-501-001 | 005 | 5" COUPLING GASKET | 2 | Piece
798 | SACR-PL-SIS-044-013 | 2023-03-07 | ADISH-P-PO-GE-044 | SISICO | SISICO | DDP Site | 13 |  | 6 | Commissioning Spare Part | FHB-501-001 | 006 | 2M PVC PICK UP TUBE 1" FOR FOAM HOSE BOX | 1 | Piece
799 | SACR-PL-SIS-044-013 | 2023-03-07 | ADISH-P-PO-GE-044 | SISICO | SISICO | DDP Site | 13 |  | 7 | Commissioning Spare Part | FHM-505-001 | 007 | HAND WHEEL FOR ELEVATED REMOTE - CONTROL WATER MONITOR | 1 | Piece